## 0-Revision History
Revision | Date | Description | Revised by
v1.4 | 2011-08-06 | Worksheet #1: Added SG application table | dg
|  | Worksheet #3: Completed calculations for WINNER II & COST231 models | dg
|  | Worksheet #3: Changed data vs SnR table to cover only modulation efficiency and code rate - eliminates MAC OH & makes it more generic rather than technology-specific | dg
v1.5 | 2011-08-11 | Worksheet #2: Corrected an error in ITU-R M.2135-1 calculation | dg
|  | Worksheet #2: Added capability to enter alternative values for k for Mod Erceg-SUI model | dg
v1.6 | 2011-08-15 | Added usage warnings | dg
v1.7 | 2011-08-16 | Worksheet #3: Added capabilty to estimate cell capacity at a specified BS-to-BS spacing | dg
|  | Added Worksheet 3a to calculate channel and cell spectral effiency rather than data rate - for data thruput SE value would have to be multiplied by (1-OH) & Channel BW | dg
v1.8 | 2011-08-18 | Worksheet #1: Added columns for varied SG applications and system gains | dg
|  | Added Sheet 1a for data density calculations also consolidated input data to two sheets, 1 and 1a (except for inter-operator interference) | dg
|  | Found and fixed several bugs | dg
|  | Worksheet 2: Added ITU-R M.2135 Urban Micro-Cell PL Model for range calculation | dg
|  | Added range calculation for ITU-R M.2135 Urban Micro-Cell Model for Manhattan-type grid layout - supports 10 m antenna heights for urban micro-cell | dg
|  | Added expanatory notes on Sheet 1a | dg
v1.9 | 2011-08-23 | Converted to a hexagonal cell shape & corrected area calculation & some other errors on sheet 1a | dg
|  | Added provision on sheet 1a to enter BS-to-BS spacing individually for each path loss model | dg
|  | Added some additional useful metrics, such as net spectral efficiency and UL spectrum requirements, also added some footnotes on sheet 1a to clarify output data | dg
v2.0 | 2011-08-28 | Modified sheet 1a to enable entry for "Required UL Data Density" and provide output indicating the necessary BS-to-BS spacing to achieved the desired data density. | dg
v2.1 | 2011-08-31 | Corrected note related to ITU Urban Micro-cell SS antenna height | dg
|  | Sheet 3: Adjusted data rates to include OH factor - note: this sheet is not used for calulations on sheet 1a, but it does provide some useful plots. | dg
| 2011-09-14 | Sheet 1a-SG Input Data: Addded capability to enter required Cell-Edge Availability, range 80% to 99% | dg
| 2011-09-23 | Sheet 3a: Found and corrected a calculation error for distance dependancy calculation | dg
v2.2 | 2011-10-02 | Update nomenclature to be more consistent with SG SRS | dg
| 2011-10-03 | A number of minor edits | dg
v2.3 | 2011-10-10 | Changed terminal options to better fit terminal description for SG Use Case | dg
| 2011-10-12 | Sheet 2: Filled out penetration loss table - consistent with NISTIR Section 5 rewrite | dg
| 2011-11-08 | Completed data density calculations for ITU-R M.2135 Urban Micro-Cell Model | dg
| 2011-11-08 | Added protection to all but Sheet 1 - PW to unprotect is 123 | dg
v2.4 | 2011-11-15 | Sheet 1: Added input for "Dedicated" or "Shared" spectrum -choice impacts value for interference margin | dg
|  | Sheet 2: Added values for inter-operator interferenced based on dedicated or shared spectrum | dg
v2.5 | 2011-12-01 | Added more explanatory notes and miscellaneous edits | dg
|  | Sheet 1a: Added input (up to 15%) for any additional higher layer OH factors not accounted for in OH entry on sheet 1. | dg
v2.6 | 2011-12-12 | Sheet 1a: Changed input data density units to Megabytes/sec/area (sq-mi or sq-km) | dg
| 2012-01-08 |  | dg
| 2012-01-16 | Sheet 1a: Added "incremental" with footnote to SG DD requirements to cover use of existing network. | dg
|  | Also added more explanatory notes | dg
v2.7 | 2012-02-15 | Changed worksheet names: Sheet 1 now Sheet B-Wireless Input System Gain, Sheet 1a now Sheet C: Input SG Ntwrk InpuBS Output - Numbered worksheets, 1 thru 3 are only for calculations and background information | dg
| 2012-02-17 | Added Work Sheet A: Model Area Demographics (Sheet from Framework file) for deriving Data density requirements | dg
| 2012-02-19 | Edited some of the explanatory notes | dg
| 2012-03-01 | Added provision for separate entry for channel encryption OH | dg
| 2012-03-01 | Began to add provision for DL vs UL variant | dg
| 2012-03-06 | Added functionality for TDD with assymetric DL/UL Traffic | dg
v2.8 | 2012-03-09 | Adjusted Cell input to Sheet B to account for higher level OH factors | dg
| 2012-03-12 | Corrected "Bug" on Sheet A in Erceg Type selection | dg
| 2012-03-12 | Developed an algorithm to determine limiting traffic direction (UL or DL) | dg
v2.9 | 2012-03-22 | Added Worksheet 4 to incorporate Latency Model | dg
| 2012-03-23 | Sheet C: Added actual actors per channel or sector and provided number of actors per channel or sector to meet latency requirements | dg
| 2012-03-23 | Sheet A: Added input entries necessary for latency analysis | dg
| 2012-03-24 | Other minor edits to improve usability | dg
v3.0 | 2012-03-29 | Added Sheet 4: Latency Model and included latency-limited terminals per sector as an output on Sheet C - Assumes average channel goodput for estimate | dg
| 2012-04-01 | Sheet C: Fixed a bug in Goodput calculation when range limited | dg
v3.1 | 2012-04-07 | Sheet 4: Fixed incorrect parameter lables | dg
| 2012-04-08 | Sheet A: Added calulation for probability calulation based on number of message events | dg
| 2012-04-09 | Misc minor edits and bug fixes | dg
v3.2 | 2012-04-10 | Added capacity/SE adjustment for DL Spatial Multiplexing and UL MU-MIMO | dg
|  | Sheet C: Added calculation for area excess capacity | dg
| 2012-04-11 | Sheet C: Added calculation for additional Base Stations needed to meet Latency Requirements and restructured output parameters to reflect the change | dg
| 2012-04-12 | Sheet A: Added provision for entering capacity requirements anticipated for future growth | dg
v3.3 | 2012-04-14 | Added calculations for DL spectral efficiency | dg
| 2012-04-18 | Sheet B: Changed approach for entering Modulation, Coding, & Req S/N to eliminate a potential error in calculating the system gain | dg
v3.4 | 2012-04-28 | Minor bug fixes and additional explanatory labeling | dg
| 2012-05-20 | Changed file name to Wireless Modeling Tool | dg
v3.5 | 2012-06-06 | Sheet A: Added provision to enter business processing % for latency | dg
|  | Sheet A & C: Moved entries for higher layer and encryption OH from sheet C to Sheet A | dg
| 2012-06-08 | Sheet 4 and Sheet C: Fixed some bugs | dg
| 2012-06-21 | Added provision to enter number of links (or hops) for Latency requirement | dg
Open Issues or enhancements still to be worked on (in order of priority):
1 | Sheet 1: Additional reference data is desirable to validate penetration loss estimates relative to frequency
2 | Sheet 2: May need inputs for self & interoperator-interference margins moved to Sheet B to reflect differences between technologies?
3 | Consider adding an input parameter to account for grossly non-uniform actor distribution
4 | Consider adding a variation for more Extreme Terrain Characteristcs by combining Foliage & Diffraction model with Free Space Loss
5 | For Indoor scenarios it would be best to construct a separate standalone tool with a similar structure.

## A-Model-Area-Demographics
Point Density Area Category Characteristics
| Density |  | USA-States - Model Area
Density Area Category | House-Units2 per sq-mi | House-unit cluster area3 (sq-mi) | % of Population | % of House-Units | % of "Land" Area | % of "Land" Area with hills/valley RF issues | % of "Land" Area with foliage RF issues | % of "Land" Area with noise floor RF issues | house-unit qty | comm'rcl & indust unit qty | electr mtrs qty | gas mtrs qty | water mtrs qty | Distr end-point qty | Total Potential end-points
dense urban0,4 | ≥ 4,000 | 4 places, median 1.00, 0.02 - 303 | 11% | 11.51% | 0.05082% | tbd | tbd | tbd | 270000 | 47600 | 206400 | 219880 | 270806 | 3000 | 700086
urban0,5 | ≥1000 - <4000 | 74 places median 2.12, 0.01 - 579 | 34.68% | 34.31% | 0.6322% | tbd | tbd | tbd | 805000 | 142100 | 615650 | 686700 | 871395 | 10000 | 2183745
suburban0,6 | ≥100 - <1000 | 355 places, median 1.47, 0.02 - 757 | 30.69% | 29.77% | 3.248% | tbd | tbd | tbd | 698000 | 123200 | 882800 | 943380 | 2725420 | 9000 | 4560600
rural7 | ≥10 - <100 | 60 places, median 3.12, 0.04 - 400 | 17% | 17.6% | 22.71% | tbd | tbd | tbd | 413000 | 72900 | 485900 | 498055 | 741005 | 3000 | 1727960
low density rural7 | < 10 | 9 places, median 21.04, 0.13 - 2,874 | 4.186% | 4.655% | 72.27% | tbd | tbd | tbd | 109000 | 19200 | 107700 | 108075 | 43155 | 1300 | 260230
Model Area Totals (count or sq-mi) |  |  | 5703000 | 2346000 | 71000 | #VALUE! | #VALUE! | #VALUE! | 2295000 | 405000 | 2298450 | 2456090 | 4651781 | 26300 | 9432621
Notes:
0) based on the census tract densities, not necessarily a census place's suburban, urban, dense urban zones
1)
2) based on a census tract's hous-units-qty / land sq-miles
3) based on census place land area ("places2k.zip" from Census Bureau Gazetteer), that satisfies the house-unit density criteria
4) commercial, residential zones
5) commercial, industrial, residential zones
6) residential, commercial, industrial zones
7) places, residential, commercial, industrial | [11 empty] | link with Substation and circuit info
Legend: | work-in-progress / tbd
Estimating factors:
residential accts | 85%
C&I accts | 15%
Density Area Category | % of HU with electr primary mtrs | % of HU with gas primary mtrs | % of HU with water primary mtrs | avg qty electr mtrs per C&I | avg qty gas mtrs per C&I | avg qty water mtrs per C&I | Distr Substation Qty | Distr Feeder Circuits Qty | Feeder devices per circuit
dense urban0,4 | 50% | 50% | 30% | 1.5 | 0.95 | 0.95 | 20 | 40 | 50
urban0,5 | 50% | 50% | 30% | 1.5 | 1 | 1 | 10 | 20 | 40
suburban0,6 | 100% | 85% | 95% | 1.5 | 0.95 | 2 | 5 | 10 | 30
rural7 | 100% | 50% | 50% | 1 | 0.95 | 1 | 2 | 4 | 20
low density rural7 | 90% | 30% | 20% | 0.5 | 0.95 | 0.2 | 1 | 2 | 10
\
Entered numerical values just as place holder-Doug
Cells highlighted in yellow require an entry unless designated as "n/a"
1 |  |  |  |  | House-Units (HU) = | 20000
2 |  |  |  |  | Commercial & Industrial Qty = | 3529
3 |  |  |  |  | Land Area = | 5 | sq-mi
4 |  |  |  |  | Housing Unit (HU) Density = | 4000 | HU/sq-mi
5 |  |  |  |  | Commerial & Industrial (C & I) Density = | 706 | C&I/sq-mi
6 |  |  |  |  | Density Area Category is | Dense Urban
7 | This entry not applicable for Dense Urban Area |  |  |  |  | Flat with light tree density
[6 empty] | # of Actors | Req Peak Busy Hr UL Thruput/device/hr |  | Req Peak Busy Hr DL Thruput/device/hr
8 |  |  |  |  | Number of HU Electric Meters = | 10000 | 5 | MB/Hr | 5 | MB/Hr
9 |  |  |  |  | Number of HU Gas Meters = | 10000 | 5 | MB/Hr | 5 | MB/Hr
10 |  |  |  |  | Number of HU Water Meters = | 6000 | 5 | MB/Hr | 5 | MB/Hr
11 |  |  |  |  | Number of C&I Electric Meters = | 5294 | 5 | MB/Hr | 5 | MB/Hr
12 |  |  |  |  | Number of C&I Gas Meters = | 3353 | 5 | MB/Hr | 5 | MB/Hr
13 |  |  |  |  | Number of C&I Water Meters = | 3353 | 5 | MB/Hr | 5 | MB/Hr
14 |  |  |  |  | Distr Substation Qty = | 20 | 1 | MB/Hr | 1 | MB/Hr
15 |  |  |  |  | Distr Feeder Circuits Qty = | 40 | 1 | MB/Hr | 1 | MB/Hr
16 |  |  |  |  | Feeder Devices per Circuit = | 50 | 1 | MB/Hr | 1 | MB/Hr
17 |  |  |  |  | Expected OH for Encryption (Per Cent) = |  | 10% |  | 10%
18 |  |  |  |  | Additional, Higher layer (Layer 3 +) OH (Per Cent) = |  | 10% |  | 10%
19 |  |  |  |  | End-to-End Latency Requirement = |  | 2 |  | 2
20 |  |  |  |  | Per Cent of Latency Allocated for Business Processing = |  | 20% |  | 20%
21 |  |  |  |  | Anticipated Number of Network Links (or Hops) for E2E = |  | 2 |  | 2
22 |  |  |  |  | Single Network Link Latency Requirement in Sec = |  | 0.8 |  | 0.8
23 |  |  |  |  | Average Payload Packet Size per Actor in Bytes = |  | 250 | Bytes | 250 | Bytes
24 |  |  |  |  | Total # Payload Events per Hour per Actor = RMSG = |  | 300 | Events/Hr | 300 | Events/Hr
25 |  |  |  |  | Average Time Between Message Events = TMSG = |  | 12 |  | 12
26 |  |  |  |  | Required Latency Confidence Level = |  | 99.95% |  | 99.95%
27 |  |  |  |  | Probability Message Falls within Latency Window = L/TMSG = |  | 6.667% |  | 6.667%
28 |  |  |  |  | Total Number of Actors in Area of Interest = | 40060
29 |  |  |  |  | Total Required Smart Meter Thruput = |  | 190000 | MB/Hr | 190000 | MB/Hr
30 |  |  |  |  | Thruput Required for Distr Substations = |  | 20 | MB/Hr | 20 | MB/Hr
31 |  |  |  |  | Thruput Required for Distr Feeder Circuits = |  | 40 | MB/Hr | 40 | MB/Hr
32 |  |  |  |  | Thruput Required for Feeder Devices = |  | 50 | MB/Hr | 50 | MB/Hr
33 |  |  |  |  | Total Area Thruput (Goodput) Requirements = |  | 190110 | MB/Hr | 190110 | MB/Hr
34 |  |  |  |  | Additional Capacity for Future Growth Requirements in % is | 10%
|  | Following are the Entries Transferred to Sheet C |  |  |  |  | UL | Channel | DL | Channel
[5 empty] | Area of Region to be Covered = |  | 5 | sq-mi | 5 | sq-mi
[5 empty] | UL and DL Data (Goodput) Density Required = |  | 11.6178 | MB/Sec/sq-mi | 11.6178 | MB/Sec/sq-mi
[5 empty] | Demographic Description for Path Loss Model is |  | Large City Urban |  | Large City Urban
[5 empty] | Terrain Type for Erceg Path Loss Model is |  | n/a |  | n/a
[5 empty] | Hilly with moderate to heavy tree density | Type A
[5 empty] | Hilly with light tree density or flat with medium to heavy tree density | Type B
[5 empty] | Flat with light tree density | Type C
The entries in yellow highlighted cells right now are just place-holders to test the model. These eventually must tie to OpenSG SRS

## B-Wireless-Input-System Gain
Note: This is still work in process and under review by the PAP2 SDO-Sub-committee, inserted AT parameter values are for example purposes only
DL/UL System Gain Calculation for | Example | Cells highlighted in yellow require an entry unless designated as n/a | [18 empty] | UPLINK Modulation & Coding Scheme (MCS) |  |  |  | DOWNLINK Modulation & Coding Scheme (MCS)
Many of the parameters on this sheet are not directly specified by the wireless standard. Generally they may be both technology-specific and vendor-specific. Base Station and Terminal parameters are required along with the modulation and coding scheme (MCS) with associated S/N estimates | [20 empty] | UL Modulation | Coding | ARQ/HARQ Repetitions | Req UL S/N in dB | DL Modulation | Coding | ARQ/HARQ Repetitions | Req DL S/N in dB
Note: The appropriate values on this sheet feed into Sheet C, Sheet 1, and Sheet 2. Generally the UL system gain will be the limiting factor for link budget calculations. | [20 empty] | n/a |  | n/a |  | n/a |  | n/a
SystGaindB = Tx PwrdBm + Tx Antenna GaindBi + Rx Antenna GaindBi - Rcvr SensitivitydBm | [20 empty] | n/a |  | n/a |  | n/a |  | n/a
[21 empty] | n/a |  | n/a |  | n/a |  | n/a
Specify Duplex Method | TDD |  | Entry n/a | 3.5 |  | Entry n/a | 1 | [13 empty] | n/a |  | n/a |  | n/a |  | n/a
If TDD, is Adaptive TDD supported? | No |  | TDD Chan BW in MHz = | 3.5 | [16 empty] | QPSK | 0.5 | 6 | -4.3 | QPSK | 0.5 | 6 | -4.3
Entry n/a | 3 |  | Effective DL Chan BW = | 1.75 |  | Effective UL Chan BW = | 1.75 | [13 empty] | QPSK | 0.5 | 4 | -2.5 | QPSK | 0.5 | 4 | -2.5
Entry n/a | 3 |  | Effective DL Chan BW = | 1.75 |  | Effective UL Chan BW = | 1.75 | λ = | 0.1499 | [11 empty] | QPSK | 0.5 | 2 | 0.5 | QPSK | 0.5 | 2 | 0.5
Frequency in MHz |  | 2000 | 2000 | 2000 | 2000 | 2000 | 2000 | 2000 | 2000 | [11 empty] | QPSK | 0.5 | 1 | 3.5 | QPSK | 0.5 | 1 | 3.5
BS Antenna Gain dBi |  | 15 | 15 | 15 | 15 | 15 | 15 | 15 | 15 | [11 empty] | QPSK | 0.75 | 1 | 6.8 | QPSK | 0.75 | 1 | 6.8
Tx Amplifier Power per Antenna Element (watts) |  | 10 | 10 | 10 | 10 | 10 | 10 | 10 | 10 | [11 empty] | 16QAM | 0.5 | 1 | 8.9 | 16QAM | 0.5 | 1 | 8.9
Number of Base Station Tx Antennas |  | 2 | 2 | 2 | 2 | 2 | 2 | 2 | 2 | [11 empty] | 16QAM | 0.75 | 1 | 13 | 16QAM | 0.75 | 1 | 13
Number of Base Station Rx Antennas |  | 2 | 2 | 2 | 2 | 2 | 2 | 2 | 2 | [11 empty] | 64QAM | 0.5 | 1 | 13.9 | 64QAM | 0.5 | 1 | 13.9
Base Station Rx Noise Figure dB |  | 4 | 4 | 4 | 4 | 4 | 4 | 4 | 4 | [11 empty] | 64QAM | 0.66667 | 1 | 17.3 | 64QAM | 0.66667 | 1 | 17.3
Is Spatial Multiplexing (SM) Supported in the DL? |  | Yes | Yes | Yes | Yes | Yes | Yes | Yes | Yes | [11 empty] | 64QAM | 0.75 | 1 | 18.5 | 64QAM | 0.75 | 1 | 18.5
Is Multi-User (MU) MIMO Supported in the UL? |  | Yes | Yes | Yes | Yes | Yes | Yes | Yes | Yes | [10 empty] | 1st Entry | 64QAM | 0.83333 | 1 | 20.3 | 64QAM | 0.83333 | 1 | 20.3
Terminal Type (Actor) |  | Fixed Outdoor Pole or Bldg-Mounted Terminal | Fixed Indoor Self-Installed Terminal | Vehicular Installed Mobile Terminal | Feeder Line Device | Wireless-Enabled Smart Meter | Mobile Handheld Device | Other "A" | Other "B" |  |  | Fixed Outdoor Pole or Bldg-Mounted Terminal | Fixed Indoor Self-Installed Terminal | Vehicular Installed Mobile Terminal | Feeder Line Device | Wireless-Enabled Smart Meter | Mobile Handheld Device | Other "A" | Other "B"
Terminal (SS) Antennna Gain dBi |  | 12 | 5 | 7 | 5 | 0 | -1 | 2 | 2
Tx Amplifier Power per Antenna Element (watts) |  | 5 | 0.5 | 0.2 | 2 | 0.5 | 0.1 | 1 | 1
Number of Terminal/(SS) Tx Antennnas |  | 1 | 1 | 1 | 1 | 1 | 1 | 1 | 1
Number of Terminal/(SS) Rx Antennnas |  | 1 | 1 | 1 | 1 | 1 | 1 | 1 | 1
Terminal (SS) Rx Noise Figure dB |  | 5 | 6 | 6 | 6 | 5 | 5 | 5 | 6
DL Chan OH Factor (Other PHY + Typically Layer 2: Data Link/MAC) |  | 29.3% | 29.3% | 29.3% | 29.3% | 29.3% | 29.3% | 29.3% | 29.3% | UL Chan OH Factor (Other PHY + Typically Layer 2: Data Link/MAC) |  | 30.9% | 30.9% | 30.9% | 30.9% | 30.9% | 30.9% | 30.9% | 30.9% |  | UPLINK Modulation & Coding Scheme (MCS) for Wireless Technology | [6 empty] | DOWNLINK Modulation & Coding Scheme (MCS) for Wireless Technology
Downlink Sys Gain Calc | Control Channel/ Subchannel | Traffic Channel/ Subchannel | Traffic Channel/ Subchannel | Traffic Channel/ Subchannel | Traffic Channel/ Subchannel | Traffic Channel/ Subchannel | Traffic Channel/ Subchannel | Traffic Channel/ Subchannel | Traffic Channel/ Subchannel | Uplink Sys Gain Calc | Control Channel/ Subchannel | Traffic Channel/ Subchannel | Traffic Channel/ Subchannel | Traffic Channel/ Subchannel | Traffic Channel/ Subchannel | Traffic Channel/ Subchannel | Traffic Channel/ Subchannel | Traffic Channel/ Subchannel | Traffic Channel/ Subchannel |  | UL Mod/Coding Scheme | Mod Eff | Rep + Coding | UL SE Excl MAC OH (bps/Hz) | UL Layer 2 Spectral Efficiency (bps/Hz) | Req UL S/N |  | DL Mod/Coding Scheme | Mod Eff | Rep + Coding | DL SE Excl MAC OH (bps/Hz) | DL Layer 2 Spectral Efficiency (bps/Hz) | Req DL S/N
Channel/Sub-Channel BW (MHz) |  | 3.5 | 3.5 | 3.5 | 3.5 | 3.5 | 3.5 | 3.5 | 3.5 | Channel/Sub-Channel BW (MHz) |  | 3.5 | 3.5 | 3.5 | 3.5 | 3.5 | 3.5 | 3.5 | 3.5 |  | n/a | 0 | 0 | 0 | 0 | -4.3 |  | n/a | 0 | 0 | 0 | 0 | -4.3 | 0
[21 empty] | n/a | 0 | 0 | 0 | 0 | -4.3 |  | n/a | 0 | 0 | 0 | 0 | -4.3 | 0
Base Station Transmitter | [9 empty] | Terminal (SS) Transmitter | [10 empty] | n/a | 0 | 0 | 0 | 0 | -4.3 |  | n/a | 0 | 0 | 0 | 0 | -4.3 | 0
Tx Amplifier Power per Antenna Element (watts) |  | 10 | 10 | 10 | 10 | 10 | 10 | 10 | 10 | Tx Amplifier Power per Antenna Element (watts) |  | 5 | 0.5 | 0.2 | 2 | 0.5 | 0.1 | 1 | 1 |  | n/a | 0 | 0 | 0 | 0 | -4.3 |  | n/a | 0 | 0 | 0 | 0 | -4.3 | 0
Base Station Cable Losses (if applicable) dB |  | 0 | 0 | 0 | 0 | 0 | 0 | 0 | 0 | SS Cable Losses (if applicable) dB |  | 0 | 0 | 0 | 0 | 0 | 0 | 0 | 0 |  | QPSK | 2 | 0.083333 | 0.33333 | 0.23033 | -4.3 |  | QPSK | 2 | 0.083333 | 0.33333 | 0.23567 | -4.3 | 0.23567
Number of Tx Antenna Elements |  | 2 | 2 | 2 | 2 | 2 | 2 | 2 | 2 | Number of Tx Antenna Elements |  | 1 | 1 | 1 | 1 | 1 | 1 | 1 | 1 |  | QPSK | 2 | 0.125 | 0.5 | 0.3455 | -2.5 |  | QPSK | 2 | 0.125 | 0.5 | 0.3535 | -2.5 | 0.3535
Antenna Combining Gain (dB) |  | 3 | 3 | 3 | 3 | 3 | 3 | 3 | 3 | Antenna Combining Gain (dB) |  | 0 | 0 | 0 | 0 | 0 | 0 | 0 | 0 |  | QPSK | 2 | 0.25 | 1 | 0.691 | 0.5 |  | QPSK | 2 | 0.25 | 1 | 0.707 | 0.5 | 0.707
Tx Antenna Gain (dBi) |  | 15 | 15 | 15 | 15 | 15 | 15 | 15 | 15 | Tx Antenna Gain (dBi) |  | 12 | 5 | 7 | 5 | 0 | -1 | 2 | 2 |  | QPSK | 2 | 0.5 | 2 | 1.382 | 3.5 |  | QPSK | 2 | 0.5 | 2 | 1.414 | 3.5 | 1.414
Tx EIRP (dBm) |  | 58 | 58 | 58 | 58 | 58 | 58 | 58 | 58 | Tx EIRP (dBm) |  | 48.9897 | 31.9897 | 30.0103 | 38.0103 | 26.9897 | 19 | 32 | 32 |  | QPSK | 2 | 0.75 | 3 | 2.073 | 6.8 |  | QPSK | 2 | 0.75 | 3 | 2.121 | 6.8 | 2.121
[21 empty] | 16QAM | 4 | 0.5 | 4 | 2.764 | 8.9 |  | 16QAM | 4 | 0.5 | 4 | 2.828 | 8.9 | 2.828
[21 empty] | 16QAM | 4 | 0.75 | 6 | 4.146 | 13 |  | 16QAM | 4 | 0.75 | 6 | 4.242 | 13 | 4.242
Terminal (SS) Receiver | [9 empty] | Base Station Receiver | [10 empty] | 64QAM | 6 | 0.5 | 6 | 4.146 | 13.9 |  | 64QAM | 6 | 0.5 | 6 | 4.242 | 13.9 | 4.242
Rx Antenna Gain (dBi) |  | 12 | 5 | 7 | 5 | 0 | -1 | 2 | 2 | Rx Antenna Gain (dBi) |  | 15 | 15 | 15 | 15 | 15 | 15 | 15 | 15 |  | 64QAM | 6 | 0.66667 | 8 | 5.528 | 17.3 |  | 64QAM | 6 | 0.66667 | 8 | 5.656 | 17.3 | 5.656
Number of Rx Antennas |  | 1 | 1 | 1 | 1 | 1 | 1 | 1 | 1 | Number of Rx Antennas |  | 2 | 2 | 2 | 2 | 2 | 2 | 2 | 2 |  | 64QAM | 6 | 0.75 | 9 | 6.219 | 18.5 |  | 64QAM | 6 | 0.75 | 9 | 6.363 | 18.5 | 6.363
Rx Antenna Diversity Gain (dB) |  | 0 | 0 | 0 | 0 | 0 | 0 | 0 | 0 | Rx Antenna Diversity Gain (dB) |  | 3 | 3 | 3 | 3 | 3 | 3 | 3 | 3 |  | 64QAM | 6 | 0.83333 | 10 | 6.91 | 20.3 |  | 64QAM | 6 | 0.83333 | 10 | 7.07 | 20.3 | 7.07
[23 empty] | Peak UL Channel Data Rate = | 17.5 | 12.0925 | Mbps |  |  |  | Peak DL Channel Data Rate = | 17.5 | 12.3725 | Mbps
Thermal Noise (dBm/Hz) |  | -174 | -174 | -174 | -174 | -174 | -174 | -174 | -174 | Thermal Noise (dBm/Hz) |  | -174 | -174 | -174 | -174 | -174 | -174 | -174 | -174 | [11 empty] | DL to UL Link Budget Advantage = | 12.0103 | dB
Rx Noise Figure (dB) |  | 5 | 6 | 6 | 6 | 5 | 5 | 5 | 6 | Rx Noise Figure (dB) |  | 4 | 4 | 4 | 4 | 4 | 4 | 4 | 4 |  |  |  |  | Required Cell Edge UL S/N = | -4.3 | dB |  |  |  |  | DL S/N at Cell Edge = | 7.7103 | dB
Thermal Noise Floor (dBm) |  | -103.5593 | -103.5593 | -103.5593 | -103.5593 | -103.5593 | -103.5593 | -103.5593 | -103.5593 | Thermal Noise Floor (dBm) |  | -104.5593 | -104.5593 | -104.5593 | -104.5593 | -104.5593 | -104.5593 | -104.5593 | -104.5593 | [11 empty] | DL Cell Edge Spectral Eff = | 2.121 | bps/Hz
Required DL Cell Edge Chan Data Rate (Mbps) |  | 0.6 | 0.6 | 0.6 | 0.6 | 0.6 | 0.6 | 0.6 | 0.6 | Required UL Cell Edge Chan Data Rate (Mbps) |  | 0.6 | 0.6 | 0.6 | 0.6 | 0.6 | 0.6 | 0.6 | 0.6 |  |  |  |  | Thresh-hold UL Data Rate = | 0.40308 | Mbps |  |  |  |  | DL Cell Edge Data Rate = | 3.7117 | Mbps
Required Cell Edge Spectral Efficiency (bps/Hz) |  | 0.17143 | 0.17143 | 0.17143 | 0.17143 | 0.17143 | 0.17143 | 0.17143 | 0.17143 | Required Cell Edge Spectral Efficiency (bps/Hz) |  | 0.17143 | 0.17143 | 0.17143 | 0.17143 | 0.17143 | 0.17143 | 0.17143 | 0.17143 |  |  |  |  | "Avg" UL Layer 2 Data Rate = | 6.2478 | Mbps |  |  |  |  | "Avg" DL Layer 2 Data Rate = | 8.0421 | Mbps
Required DL Signal to Noise (dB) |  | -4.3 | -4.3 | -4.3 | -4.3 | -4.3 | -4.3 | -4.3 | -4.3 | Required UL Signal to Noise (dB) |  | -4.3 | -4.3 | -4.3 | -4.3 | -4.3 | -4.3 | -4.3 | -4.3
Rx Sensitivity (dBm) |  | -107.8593 | -107.8593 | -107.8593 | -107.8593 | -107.8593 | -107.8593 | -107.8593 | -107.8593 | Rx Sensitivity (dBm) |  | -108.8593 | -108.8593 | -108.8593 | -108.8593 | -108.8593 | -108.8593 | -108.8593 | -108.8593
Terminal Type (Actor) |  | Fixed Outdoor Pole or Bldg-Mounted Terminal | Fixed Indoor Self-Installed Terminal | Vehicular Installed Mobile Terminal | Feeder Line Device | Wireless-Enabled Smart Meter | Mobile Handheld Device | Other "A" | Other "B" | Terminal Type (Actor) |  | Fixed Outdoor Pole or Bldg-Mounted Terminal | Fixed Indoor Self-Installed Terminal | Vehicular Installed Mobile Terminal | Feeder Line Device | Wireless-Enabled Smart Meter | Mobile Handheld Device | Other "A" | Other "B"
DL System Gain (dB) |  | 177.8593 | 170.8593 | 172.8593 | 170.8593 | 165.8593 | 164.8593 | 167.8593 | 167.8593 | UL System Gain (dB) |  | 175.849 | 158.849 | 156.8696 | 164.8696 | 153.849 | 145.8593 | 158.8593 | 158.8593
Min SysGain (UL/DL/Control) for Range Calc |  | 175.849 | 158.849 | 156.8696 | 164.8696 | 153.849 | 145.8593 | 158.8593 | 158.8593
DL to UL System Gain Differential |  | 2.0103 | 12.0103 | 15.9897 | 5.9897 | 12.0103 | 19 | 9 | 9
This table below is meant to be a guide to provide some insights as to how specific SG Terminal Types can impact the system gain and ultimately the Link Budget - 2 lines are provided for 2 additional types of ACTORS
Potential Smart Grid Terminal Type (SG Actor) | Typ Antenna Gain (dBi) | Typ Tx Pwr (Watts) | EIRP (dBm) | Comments
Mobile Handheld Device | -1.0 | 0.1 to 0.2 | 19 to 22 | Antenna gain limited by size constraints, Tx power limited by battery/power consumption
Wireless-Enabled Smart Meter | 0.0 to 1.0 | 0.05 to 2.0 | 17 to 34 | Antenna must be omni-directional, Power may be constrained by human safety exposure limits
Feeder Line Device | 5 | 0.45 to 2.0 | 32 to 38
Vehicular Installed Mobile Terminal | 5 to 7 | 0.2 | 28 to 30 | Antenna size constraints, human safety exposure limitations
Fixed Indoor Self-Installed Terminal | 4 to 6 | 0.1 to 0.2 | 24 to 29 | Antenna size constraints, human safety exposure limitations
Fixed Outdoor Pole or Bldg-Mounted Terminal | 11 to 17 | 2 to 10 | 44 to 57 | Antenna gain will generally be higher in the higher frequency bands. EIRP regulatory limits may differ in different frequency bands
Other "A" | 2 | 1 | 32
Other "B" | 2 | 1 | 32
Notes:
A) Terminal antenna gains and Tx pwr will vary with "Actor" type- i.e. a mobile handset will have a low gain antenna and low Tx pwr, a DAP backhaul will have a higher gain antenna with higher Tx pwr.
B) Different frequency bands may have different regulatory constraints on EIRP - unlicensed vs. licensed for example.
C) BS Transmit power may have differing maximum EIRP limits for different frequency bands.
D) It is important to know what the DL and UL OH factors include. Many responses will only account for Layers 1 and 2 (PHY and Data Link). There is provision on Sheet C to add to the OH factor to account for OH with the higher layers.
Decreasing Mod Efficiency

## C-SG Ntwrk-Input-BS-Output
Note: This is still work in process and under review by the PAP2 SDO-Sub-committee
Smart Grid Input Data & Coverage Requirements |  |  | Estimated Number of Base Stations to Meet Coverage, Data Density, and Latency Requirements
Input or select entries for cells highlighted in yellow |  |  | For Data Density Area Category | Dense Urban
Cell color denotes values transferred from | Sheet A | Sheet B | Deployment region applicable for PL models is | n/a | Large City Urban | Large City Urban | Large City Urban | Large City Urban
Terminal type that best fits Smart Grid "Use Case" being analyzed (If multiple types, best to choose "worse case") | Wireless-Enabled Smart Meter | 12.0103 | In some cases input parameters will be within a range valid for two or more path loss models. In some of these cases results may differ significantly. It is up to the user to decide which result to use for initial planning purposes. In all cases it is important to point out that this type of analysis should always be supplemented with more detailed site-specific RF planning prior to deployment.
Spectrum is "Dedicated" or "Shared" | Dedicated
Duplexing Method is | TDD |  | Rows 10 thru 19 show some of the interim calculations for eaxh of the valid PL models leading to a final result
Operating Frequency Band = | 2000 | 0.1499 | Path Loss Model | Erceg-SUI-Modified | Hata-Okumura | Cost231-Hata | WINNER II | ITU-R M.2135-14
Req Cell Edge UL Channel Goodput = | 0.5 | Mbps | Deployment Region | n/a | Large City Urban | Large City Urban | Large City Urban | Large City Urban | Units
Req Cell Edge DL Channel Goodput = | 0.5 | Mbps | Link Budget = |  | 140.969 | 140.969 | 140.969 | 140.969
Resulting UL Cell Edge SNR = | -4.3 |  | Range projection = | n/a | n/a | 1.0833 | 1.0941 | 1.2412 | km
(Lowest of DL/UL/Control) System Gain = | 153.849 |  | Cell Coverage Area at Maximum Range1 = |  |  | 3.0487 | 3.1099 | 4.0025 | sq-km
Effective UL Channel BW = | 1.75 |  | Cell SE Density at Maximum Range2 = | n/a | n/a | 0.55106 | 0.54021 | 0.48636 | bps/Hz/sq-km
Channel OH for Encryption = | 10% |  | Avg Cell Data Density at Maximum Range = |  |  | 1.4205 | 1.3925 | 1.2537 | bps/Hz/sq-km
Additional, higher layer Channel OH = | 10% | Layer 3+ Typ | Data Goodput per Cell/BS at Maximum Range3 = |  |  | 4.3306 | 4.3306 | 5.018 | Mbps
Total Channel OH = | 50.9% |  | Required Cell SE Density = |  |  | 13.9211 | 13.9211 | 13.9211 | bps/Hz/sq-km
Frequency Re-Use Factor = | 1 |  | Range for Required UL Data Density = |  |  | 0.43572 | 0.44002 | 0.49859 | km
Base Station Antenna Height = | 30 | m | Coverage Area per Cell at Required BS-to-BS Spacing = |  |  | 0.49325 | 0.50304 | 0.64586 | sq-km
Terminal (Actor) Antenna Height = | 2 | m | Data Goodput/Sector at Required BS-to-BS Spacing = |  |  | 5.9001 | 6.0173 | 7.7256 | Mbps/Sector
Terminal (Actor) Location is | Outdoor |  | The following Rows provide BS deployment estimates to meet Coverage, Capacity, and Latency requirements
Required Cell Edge Availability = | 93% |  | Minimum number of BS6 for ubiqutous coverage = |  |  | 27 | 26 | 21 | BS for Capacity & Coverage
Capacity-Limited Traffic Direction is | UL | UL | Total # of Terminals (Actors) per Sector or Channel = |  |  | 495 | 514 | 636 | Actors/Channel
Land Area of region to be covered = | 5 | sq-mi | Approximate # of Terminals(Actors) per Sector or Channel based on Latency Requirement8 = |  |  | 32922 | 33564 | 43106 | Actors/Channel
Required incremental7 Data Density for SG Network in MB/unit area = | 11.6178 | MB/Sec/sq-mi | Additional Base Stations Required to meet Latency Requirements = |  |  | 0 | 0 | 0 | Additional BS for Latency
Required incremental7 Data (Goodput) Density for SG Network in Mbps/unit area = | 92.9427 | Mbps/sq-mi | Total # of BS for Coverage, Capacity, & Latency = |  |  | 27 | 26 | 21 | Total Base Stations
Average UL Spectrum Used = | 1.75 |  | Average Coverage Area per BS = |  |  | 0.18519 | 0.19231 | 0.2381 | sq-mi
DL Link Budget minus UL Link Budget = | 12.0103 |  | Average BS-to-BS Spacing5 = |  |  | 0.46242 | 0.47123 | 0.52434 | mi
Ratio of DL/UL Data Density Req = | 1 |  | Approximate Goodput/Base Station (Mbps) ≥ |  |  | 17.7002 | 18.0518 | 23.1768 | Mbps/BS
DL Channel Cap/UL Channel Cap = | 1.2872 |  | Net Cell/BS Spectral Efficiency (bps/Hz) ≥ |  |  | 10.1144 | 10.3153 | 13.2439 | bps/Hz/cell
Average Building and Road width information is necessary for IRU-R M.2135-1 Path Loss Model |  |  | Excess Area Data (Goodput) Capacity9 in % ≥ |  |  | 2.839% | 0.9968% | 4.734% | Per cent
Urban Large City Bldg Height | 30 | meters | Deployment is limited by ……. |  |  | Capacity | Capacity | Capacity
Urban Large City Road Width | 20 | meters | Footnotes:
Urban Small City Bldg Height | 20 | meters | 1. Cell coverage area assumes hexagonal shape
Urban Small City Road Width | 20 | meters | 2. Spectral efficiency in this line includes only modulation efficiency and coding rate (PHY Layer Spectral Efficiency)
Suburban Bldg Height | 10 | meters | 3. Actual data thruput or "goodput" based on selected channel BW, technology-specific MAC/control channel OH, plus higher level OH
Suburban Road Width | 20 | meters | 4. Urban Micro-Cell for ITU-R M.2135-1 model ONLY valid for 10 m BS antenna & SS antenna height between 1 m & 2.5 m
Rural Bldg Height | 10 | meters | Rural Micro-Cell for ITU-R M.2135 considered valid for frequency range 450 MHz to 6000 MHz
Rural Road Width | 15 | meters | 5. BS-to-BS spacing assumes a hexangularly shaped coverage area
6. Assumes 3-Sector base station, rounded up to next whole number
7. If the intent is to overlay or take advantage of an existing wireless network, the existing network must have at least this much excess capacity to handle SG data density requirements. For a "Greenfield" deployment, this represents the total data density required for SG.
8. This value assumes that 1/2 of Actors or Terminals are operating at a level higher than the cell-edge goodput
9. Even in Capacity-Limited deployments there may be excess capacity since the number of required base stations are rounded up to the next whole number
Notes for Informative Purposes:
Type of Smart Grid Terminal | Typical Terminal Antenna Heights |  | Path Loss Models & Applicable Frequency Band | Deployment Region Description
Mobile Handheld Device | 1-2 | meters | Erceg-SUI-Modified | Type A | Hilly with moderate to heavy tree density
Wireless-Enabled Smart Meter | 2 | meters | 700-6000 MHz | Type B | Hilly with light tree density or flat with medium to heavy tree density
Feeder Line Device | 8-10 | meters |  | Type C | Flat with light tree density
Vehicular Installed Mobile Terminal | 2-3 | meters | Hata-Okumura | Large City Urban |  | BS antenna must be higher than rooftop (>30 m)
Fixed Indoor Self-Installed Terminal | 1-2 | meters | 200-1500 MHz | Small City Urban |  | "
Fixed Outdoor Pole or Bldg-Mounted Terminal | 8-10 | meters |  | Suburban |  | "
Other "A" |  |  | COST231-Hata | Large City Urban |  | BS antenna must be higher than rooftop (>30 m)
Other "B" |  |  | 1500-2000 MHz | Suburban |  | "
Relationships and Relevant Conversion factors |  |  | WINNER II | Large City Urban |  | BS antenna must be higher than rooftop (>30 m)
1 km = | 0.62137 | mi | 2000-6000 MHz | Suburban |  | "
1 mi = | 1.6093 | km |  | Rural Open |  | "
1 sq-mi = | 2.59 | sq-km | ITU-R M.2135-1 | Large City Urban |  | Requires entry for average bldg height & road width
1 Acre = | 0.0040469 | sq-km | 2000-6000 MHz | Small City Urban |  | "
Over-the-air Propagation time = | 3.3356 | μsec/km |  | Suburban |  | "
Peak UL Channel Data Rate = | 12.0925 | Mbps |  | Urban Micro-Cell |  | Manhattan-like building grid
Peak DL Channel Data Rate = | 12.3725 | Mbps | 450-6000 MHz | Rural |  | Requires entry for average bldg height & road width

## 1-Range_Estimator
Note: This is still work in process and under review by the PAP2 SDO-Sub-committee - parameter values are for study purposes only
1-Range Estimation Tool | Enter values in cells highlighed in yellow - ultimately Sys Gain and cell-edge SNR will transfer from Worksheet 1
Frequency = | 2000 | MHz |  | BS Antenna Height = | 30 | meters
System Gain = | 153.849 | dB |  | SS Antenna Height = | 2 | meters
Cell Edge SNR + 10 dB = | 5.7 | dB |  | Terminal (SS) Location is | Outdoor
Frequency Re-Use Factor = | 1 | (for 3-sector cell) |  | Cell-Edge % = | 93.47% | Parameter for Mod Erceg-SUI
Inter-Operator Interference Mgn = | 0 |  | 0 | 0 | dB | k = | 4
Bldg Height & Road width required for ITU-R 2135-1 Path Loss Model | Urban Large City | Urban Small City | Suburban | Rural |  |  | 10
Avg Building Height (h in meters) = | 30 | 20 | 10 | 10
Avg Road Width (W in meters) = | 20 | 20 | 20 | 15
Estimated Range (D in km)
Path Loss Model | Large City Urban | Small City Urban | Suburban | Rural | Rural Open | Type A | Type B | Type C | Applicable Freq Range
Erceg-SUI -Modified | [5 empty] | 1.7447 | 2.2958 | 2.7947 | 700-6000
Erceg-SUI-Original | [5 empty] | 1.7447 | 2.2958 | 2.7947 | 1800-2700
Hata-Okumura | n/a | n/a | n/a | [5 empty] | 200-1500
COST231-Hata | 1.0833 |  | 1.1198 | [5 empty] | 1500-2000
WINNER II | 1.0941 |  | 1.0969 |  | 4.3502 |  |  |  | 2000-6000
ITU-R M.2135-1 | 1.2412 | 1.607 | 1.7173 | 1.6293 |  |  |  |  | 2000-6000
ITU-R M.2135-1 Urban Micro-Cell | n/a | [7 empty] | 2000-6000
Path Loss Exponent (n) as in 10nLog(d/do) | [6 empty] | 1. Valid from 450 to 6000 for Rural
Path Loss Model | Large City Urban | Small City Urban | Suburban | Rural | Rural Open | Type A | Type B | Type C | Applicable Freq Range
Erceg-SUI -Modified | [5 empty] | 4.795 | 4.375 | 4.1167 | 700-6000
Erceg-SUI-Original | [5 empty] | 4.795 | 4.375 | 4.1167 | 1800-2700
Hata-Okumura | n/a | n/a | n/a | [5 empty] | 200-1500
COST231-Hata | 3.5225 |  | 3.5225 | [5 empty] | 1500-2000
WINNER II | 3.5225 |  | 3.5225 |  | 2.5009 |  |  |  | 2000-6000
ITU-R M.2135-1 | 3.8841 | 3.8841 | 3.8841 | 3.8841 |  |  |  |  | 2000-6000
ITU-R M.2135-1 Urban Micro-Cell | 3.67 | [7 empty] | 2000-6000
Excess Loss frequency dependancy (dB per Octave)
Path Loss Model | Large City Urban | Small City Urban | Suburban | Rural | Rural Open | Type A | Type B | Type C | Applicable Freq Range
Erceg-SUI -Modified | [5 empty] | 2.8934 | 2.7489 | 2.6525 | 700-6000
Erceg-SUI-Original | [5 empty] | 1.7856 | 1.7856 | 1.7856 | 1800-2700
Hata-Okumura | n/a | n/a | n/a | [5 empty] | 200-1500
COST231-Hata | 4.1843 |  | 3.7147 | [5 empty] | 1500-2000
WINNER II | 0.90309 |  | 0.90309 |  | 0.39134 |  |  |  | 2000-6000
ITU-R M.2135-1 | 0 | 0 | 0 | 0 |  |  |  |  | 2000-6000
ITU-R M.2135-1 Urban Micro-Cell | 1.8062 | [7 empty] | 2000-6000
Lookup Table for Applicable Link Margins in dB (Need SDO group consensus on applicable numbers)
Margin | Urban Large City | Urban Small City | Suburban | Rural | Rural Open | Type A | Type B | Type C |  | Fm at D | σ = | Avail @ D | Fm/σ =
Typical Std Dev (σ) for PL Model | 6 | 6 | 8 | 8 | 8 | 8 | 8 | 8 |  | 0.844 | 1 | 80.07% | 0.844
Log-Normal Fade Margin = | 8.88 | 8.88 | 11.84 | 11.84 | 11.84 | 11.84 | 11.84 | 11.84 |  | 1.037 | 1 | 85.01% | 1.037
Fast Fade Margin = | 2 | 2 | 2 | 2 | 2 | 2 | 2 | 2 |  | 1.127 | 1 | 87.01% | 1.127
Self-Interference Margin = | 2 | 2 | 2 | 2 | 2 | 2 | 2 | 2 |  | 1.285 | 1 | 90.06% | 1.285
Inter-0perator Interference Margin = | 0 | 0 | 0 | 0 | 0 | 0 | 0 | 0 |  | 1.48 | 1 | 93.06% | 1.48
Allowance for Penetration Loss = | 0 | 0 | 0 | 0 | 0 | 0 | 0 | 0 |  | 1.755 | 1 | 96.04% | 1.755
Total Margin = | 12.88 | 12.88 | 15.84 | 15.84 | 15.84 | 15.84 | 15.84 | 15.84 |  | 2.33 | 1 | 99.01% | 2.33
Lookup Table for Penetration Loss in dB (Values in bold italics taken from reference material)
Frequency | Outdoor | Vehicle | Indoor-Res | Indoor-Bus | Indoor-Basement | Indoor-Vault
700 | 0 | 9 | 7.5 | 10 | 17 | 27
1000 | 0 | 9 | 7.7 | 13 | 18 | 28 | These numbers based on NTIA document
2000 | 0 | 9 | 11.6 | 20 | 24 | 30 | Inside Vehicle based on ITU-R M.2135 Recommendation
3000 | 0 | 9 | 13 | 24 | 28 | 32
4000 | 0 | 9 | 14 | 27 | 30 | 34
5000 | 0 | 9 | 15 | 29 | 31 | 35
6000 | 0 | 9 | 16.2 | 31 | 31.5 | 36
Additional Margin (std dev) = | 0 | 5 | 5 | 6 | 6 | 8
Erceg-SUI Model Modified |  |  | Valid from 700 MHz to 6000 MHz
L = 20*LOG(4p d0 /l)+10*(a-b*hb+c/hb)*LOG(d/ d0) + 6(1+ak/hb)LOG(f/2000) - XLOG(hr/2)
LOG(d/d0) = [LB - 20*LOG(4π d0 /λ) - 6(1+ak/hb)LOG(f/2000)+XLOG(hr/2)]/[10*(a-b*hb+c/hb)]
d = d0 10LOG(d/d0)
|  |  | k= | 4 | Type A |  | Type B |  | Type C
| Freq (MHz)= | 2000 |  | PL Frequency Dependance = | dB/Octave = | 8.914 | dB/Octave = | 8.7695 | dB/Octave = | 8.6731
| Wavelength in meters = | 0.1499 |  | PL Distance dependancy = | dB/decade = | 47.95 | dB/decade = | 43.75 | dB/decade = | 41.1667
| BS Antenna (hb in m)= | 30 | d0= | 100 | a= | 4.6 | a= | 4 | a= | 3.6
| SS Antenna (hr in m)= | 2 |  |  | X= | 10.8 | X= | 10.8 | X= | 20
|  |  | System Gain | Loss at do | Link Budget | Range in km | Link Budget | Range in km | Link Budget | Range in km
|  |  | 153.849 | 78.4685 | 138.009 | 1.7447 | 138.009 | 2.2958 | 138.009 | 2.7947
Erceg-SUI Model Original |  |  | Valid from 1800 MHz to 2700 MHz
|  |  | k= | 0 | Type A |  | Type B |  | Type C
| Freq (MHz)= | 2000 |  | PL Frequency Dependance = | dB/Octave = | 7.8062 | dB/Octave = | 7.8062 | dB/Octave = | 7.8062
| Wavelength in meters = | 0.1499 |  | PL Distance dependancy = | dB/decade = | 47.95 | dB/decade = | 43.75 | dB/decade = | 41.1667
| BS Antenna (hb in m)= | 30 | d0= | 100 | a= | 4.6 | a= | 4 | a= | 3.6
| SS Antenna (hr in m)= | 2 |  |  | X= | 10.8 | X= | 10.8 | X= | 20
|  |  | System Gain | Loss at do | Link Budget | Range in km | Link Budget | Range in km | Link Budget | Range in km
|  |  | 153.849 | 78.4685 | 138.009 | 1.7447 | 138.009 | 2.2958 | 138.009 | 2.7947
0.012642
Hata-Okumura Model |  |  | Valid from 150 MHz to 1500 MHz
Lu = 69.55 + 26.16LOG(f) - 13.82*LOG(hb) - a(hr) + [44.9 - 6.55LOG(hb)]LOG(d)
a(hr) = 3.2[LOG(11.75hr)]2 - 4.97 , for 200 < f </= 1500 MHz for Large city
a(hr) = (1.1LOG(f)-0.7)hr - (1.56LOG(f)-0.8) for Small to Medium size city
Lsu = Lu - 2*[LOG(f/28)]2 - 5.4
Urban: LOG(d) = [LB - 69.55 - 26.16LOG(f) + 13.82*LOG(hb) + a(hr) ]/ [44.9 - 6.55LOG(hb)]
Suburban: LOG(d) = [LB - 69.55 - 26.16LOG(f) +13.82*LOG(hb) + a(hr) + (2*[LOG(f/28)]2 +5.4)]/ [44.9 - 6.55LOG(hb)]
d = 10LOG(d) |  |  |  |  | Urban Large City |  | Urban Small City |  | Suburban
| Freq (MHz)= | 2000 |  | PL Frequency Dependance = | dB/Octave = | 7.8749 | dB/Octave = | 7.4053 | dB/Octave = | 5.2477
| Wavelength in meters = | 0.1499 |  | PL Distance dependancy = | dB/decade = | 35.2249 | dB/decade = | 35.2249 | dB/decade = | 35.2249
| BS Antenna (hb in m)= | 30 | [6 empty] | 2*[LOG(f/28)]2 + 5.4 = | 12.2737
| SS Antenna (hr in m)= | 2 |  |  | a(hr) = | 1.0454 | a(hr) = | 1.5127 | a(hr) = | 1.5127
|  |  | System Gain |  | Link Budget | Range in km | Link Budget | Range in km | Link Budget | Range in km
|  |  | 153.849 |  | 140.969 | 1.5318 | 140.969 | 1.5793 | 138.009 | 3.5228
WINNER II Model |  |  | Valid from 2000 MHz to 6000 MHz
C2 Urban Macrocell N-LoS: L = [44.9 - 6.55LOG(hb)]LOG(d) + 34.46 + 5.83LOG(hb) + 23LOG(f/5) | [6 empty] | d in meters, f in GHz
C1 Suburban Macrocell N-LoS: L = [44.9 - 6.55LOG(hb)]LOG(d) + 31.46 + 5.83LOG(hb) + 23LOG(f/5)
D1 Rural Macrocell N-LoS: L = 25.1 LOG(d) + 55.4 - 0.13 LOG(hb-25) LOG(d/100) - 0.9 LOG(hr-1.5) + 21.3 LOG(f/5)
C2 Urban Macrocell N-LoS: LOG(d) = [LB - 34.46 - 5.83LOG(hb) - 23LOG(f/5)]/[44.9-6.55LOG(hb)]
C1 Suburban Macrocell N-LoS: LOG(d) = [LB - 31.46 - 5.83LOG(hb) - 23LOG(f/5)]/[44.9-6.55LOG(hb)]
D1 Rural Macrocell N-LoS: LOG(d) = [LB- 55.4 + 0.9 LOG(hr-1.5) - 21.3 LOG(f/5) - 0.13LOG(hb-25)LOG(100)]
[6 empty] | Urban |  | Suburban |  | Rural Open
| Freq (MHz)= | 2000 |  | PL Frequency Dependance = | dB/Octave = | 6.9237 | dB/Octave = | 6.9237 | dB/Octave = | 6.4119
| Wavelength in meters = | 0.1499 |  | PL Distance dependancy = | dB/decade = | 35.2249 | dB/decade = | 35.2249 | dB/decade = | 25.0091
| BS Antenna (hb in m)= | 30 | [6 empty] | 0.13 LOG(hb-25) = | 0.090877
| SS Antenna (hr in m)= | 2
|  |  | System Gain |  | Link Budget | Range in km | Link Budget | Range in km | Link Budget | Range in km
|  |  | 153.849 |  | 140.969 | 1.0941 | 138.009 | 1.0969 | 138.009 | 4.3502
COST231 - Hata |  |  | Valid from 1500 MHz to 2000 MHz
L = 46.3 + 33.9LOG(f) - 13.82LOG(hb) - a(hr) + [44.9-6.55LOG(hb)]*LOG(d) + C
a(hr) = 3.2[LOG(11.75hr)]2 - 4.97 and C = 3 dB for Urban
a(hr) = [1.1LOG(f)-0.7]*hr - [1.56*LOG(f)-0.8] and C = 0 dB for Suburban
LOG(d) =[ LB - 46.3 - 33.9LOG(f) + 13.82LOG(hb) + a(hr) - C ]/[44.9-6.55LOG(hb)]
[6 empty] | Urban |  | Suburban
| Freq (MHz)= | 2000 |  | PL Frequency Dependance = | dB/Octave = | 10.2049 | dB/Octave = | 9.7353
| Wavelength in meters = | 0.1499 |  | PL Distance dependancy = | dB/decade = | 35.2249 | dB/decade = | 35.2249
| BS Antenna (hb in m)= | 30 |  |  | a(hr) = | 1.0454 |  | 1.5127
| SS Antenna (hr in m)= | 2
|  |  | System Gain |  | Link Budget | Range in km | Link Budget | Range in km
|  |  | 153.849 |  | 140.969 | 1.0833 | 138.009 | 1.1198
ITU-R M.2135-1 N-LoS |  |  | Valid from 450 MHz to 6000 MHz for Rural, 2000 MHz to 6000 MHz for Urban & Suburban
L = 161.04 – 7.1 LOG (W) + 7.5 LOG (h) - (24.37 - 3.7(h/hb)2)LOG(hb) + (43.42 - 3.1LOG(hb))*(LOG(d) - 3) + 20LOG(f) - (3.2(LOG(11.75 hr))2 -4.97) | [9 empty] | d in meters, f in GHz
LOG(d) = [LB - 161.04 +7.1 LOG (W) - 7.5 LOG (h) + (24.37 - 3.7(h/hb)2)LOG(hb) + 3(43.42 - 3.1LOG(hb)) - 20LOG(f) + (3.2(LOG(11.75 hr))2 - 4.97)]/[43.42-3.1LOG(hb)]
[6 empty] | Urban Large City |  | Urban Small City |  | Suburban |  | Rural
| Freq (MHz)= | 2000 |  | PL Frequency Dependance = | dB/Octave = | 6.0206 | dB/Octave = | 6.0206 | dB/Octave = | 6.0206 | dB/Octave = | 6.0206
| Wavelength in meters = | 0.1499 |  | PL Distance dependancy = | dB/decade = | 38.8409 | dB/decade = | 38.8409 | dB/decade = | 38.8409 | dB/decade = | 38.8409
| BS Antenna (hb in m)= | 30 |  |  | Avg Building Height (h) = | 30 |  | 20 |  | 10 |  | 10
| SS Antenna (hr in m)= | 2 |  |  | Avg Road Width (W) = | 20 |  | 20 |  | 20 |  | 15
|  |  | System Gain |  | Link Budget | Range in km | Link Budget | Range in km | Link Budget | Range in km | Link Budget | Range in km
|  |  | 153.849 |  | 140.969 | 1.2412 | 140.969 | 1.607 | 138.009 | 1.7173 | 138.009 | 1.6293
ITU-R M.2135-1 N-LoS Urban Micro-Cell
L = 22.7 +36.7LOG(d) + 26LOG(f)
LOG(d) = [LB - 22.7 - 26LOG(f)]/36.7
Urban Micro-Cell
| Freq (MHz)= | 2000 |  | PL Frequency Dependance = | dB/Octave = | 7.8268
| Wavelength in meters = | 0.1499 |  | PL Distance dependancy = | dB/decade = | 36.7
| BS Antenna (hb in m)= | 30
| SS Antenna (hr in m)= | 2
|  |  | System Gain |  | Link Budget | Range in km
|  |  | 153.849 |  | 140.969 | n/a
Type A: Hilly with moderate to heavy tree density
Type B : Hilly with light tree density or flat with moderate to heavy tree density
Type C : Flat with light tree density

## 2-SNR-Chan Cap vs Range
Note: This is still work in process and under review by the PAP2 SDO-Sub-committee - parameter values are for study purposes only
2-Signal to Noise Ratio and Channel Capacity vs. Path Length
Frequency = | 2000 | MHz |  | BS Antenna Height = | 30 | meters
System Gain = | 153.849 | dB |  | SS Antenna Height = | 2 | meters
Cell Edge SNR + 10 dB = | 5.7 | dB |  | Terminal (SS) Location is | Outdoor |  | BS-to-BS Spacing = | 3
Re-Use Factor = | 1 |  |  | Effective UL Channel BW | 1.75 | MHz | Traffic Bias | UL | [13 empty] | MAC and Control Channel OH = | 30.9% |  |  |  |  | MAC and Control Channel OH = | 29.3%
| Urban Large City | Urban Small City | Suburban | Rural | Rural Open | Type A | Type B | Type C | [13 empty] | Channel BW in MHz = | 3.5 |  |  |  |  | Channel BW in MHz = | 3.5
Total Margin = | 12.88 | 12.88 | 15.84 | 15.84 | 15.84 | 15.84 | 15.84 | 15.84 | [9 empty] | Mod/Coding | Mod Eff | Coding | Req S/N* | UL SE | UL Bit Rate (Mbps) | Mod/Coding | Mod Eff | Coding | Req S/N* | DL SE | DL Bit Rate (Mbps)
Link Budget = | 140.969 | 140.969 | 138.009 | 138.009 | 138.009 | 138.009 | 138.009 | 138.009 | [9 empty] | n/a | 0 | 0 | 5.7 | 0 | 0 | n/a | 0 | 0 | 5.7 | 0 | 0
Estimated Range (D in km) | [17 empty] | n/a | 0 | 0 | 5.7 | 0 | 0 | n/a | 0 | 0 | 5.7 | 0 | 0
Path Loss Model | Large City Urban | Small City Urban | Suburban | Rural | Rural Open | Type A | Type B | Type C | [9 empty] | n/a | 0 | 0 | 5.7 | 0 | 0 | n/a | 0 | 0 | 5.7 | 0 | 0
Erceg-SUI -Modified | [5 empty] | 1.7447 | 2.2958 | 2.7947 | [9 empty] | n/a | 0 | 0 | 5.7 | 0 | 0 | n/a | 0 | 0 | 5.7 | 0 | 0
Erceg-SUI-Original | [5 empty] | 1.7447 | 2.2958 | 2.7947 | [9 empty] | QPSK | 2 | 0.083333 | 5.7 | 0.33333 | 0.80617 | QPSK | 2 | 0.083333 | 5.7 | 0.33333 | 0.82483
Hata-Okumura | n/a | n/a | n/a | [14 empty] | QPSK | 2 | 0.125 | 7.5 | 0.5 | 1.2092 | QPSK | 2 | 0.125 | 7.5 | 0.5 | 1.2372
COST231-Hata | 1.0833 |  | 1.1198 | [14 empty] | QPSK | 2 | 0.25 | 10.5 | 1 | 2.4185 | QPSK | 2 | 0.25 | 10.5 | 1 | 2.4745
WINNER II | 1.0941 |  | 1.0969 |  | 4.3502 | [12 empty] | QPSK | 2 | 0.5 | 13.5 | 2 | 4.837 | QPSK | 2 | 0.5 | 13.5 | 2 | 4.949
ITU-R M.2135-1 | 1.2412 | 1.607 | 1.7173 | 1.6293 | [13 empty] | QPSK | 2 | 0.75 | 16.8 | 3 | 7.2555 | QPSK | 2 | 0.75 | 16.8 | 3 | 7.4235
ITU-R M.2135-1 Urban Micro-Cell | n/a | [16 empty] | 16QAM | 4 | 0.5 | 18.9 | 4 | 9.674 | 16QAM | 4 | 0.5 | 18.9 | 4 | 9.898
UL Channel/Sector Data Rate at Maximum Range D in Mbps |  |  |  | (Note: Excludes MAC and control OH) | [13 empty] | 16QAM | 4 | 0.75 | 23 | 6 | 14.511 | 16QAM | 4 | 0.75 | 23 | 6 | 14.847
Erceg-SUI -Modified | [5 empty] | #VALUE! | #VALUE! | #VALUE! | [9 empty] | 64QAM | 6 | 0.5 | 23.9 | 6 | 14.511 | 64QAM | 6 | 0.5 | 23.9 | 6 | 14.847
Erceg-SUI-Original | [17 empty] | 64QAM | 6 | 0.66667 | 27.3 | 8 | 19.348 | 64QAM | 6 | 0.66667 | 27.3 | 8 | 19.796
Hata-Okumura | n/a | n/a | n/a | [14 empty] | 64QAM | 6 | 0.75 | 28.5 | 9 | 21.7665 | 64QAM | 6 | 0.75 | 28.5 | 9 | 22.2705
COST231-Hata | #VALUE! |  | #VALUE! | [14 empty] | 64QAM | 6 | 0.83333 | 30.3 | 10 | 24.185 | 64QAM | 6 | 0.83333 | 30.3 | 10 | 24.745
WINNER II | #VALUE! |  | #VALUE! |  | #VALUE!
ITU-R M.2135-1 | #VALUE! | #VALUE! | #VALUE! | #VALUE!
ITU-R M.2135-1 Urban Micro-Cell | n/a
UL Cell Data Rate in Mbps at BS-to-BS Spacing = |  | 3 | km | (Note: Excludes MAC and control OH)
Erceg-SUI -Modified | [5 empty] | #VALUE! | #VALUE! | #VALUE!
Erceg-SUI-Original
Hata-Okumura | n/a | n/a | n/a
COST231-Hata | #VALUE! |  | #VALUE!
WINNER II | #VALUE! |  | #VALUE! |  | #VALUE!
ITU-R M.2135-1 | #VALUE! | #VALUE! | #VALUE! | #VALUE!
ITU-R M.2135-1 Urban Micro-Cell | n/a
Total Path Loss distance dependancy (dB per Decade)
Path Loss Model | Large City Urban | Small City Urban | Suburban | Rural | Rural Open | Type A | Type B | Type C
Erceg-SUI -Modified | [5 empty] | 47.95 | 43.75 | 41.1667
Erceg-SUI-Original | [5 empty] | 47.95 | 43.75 | 41.1667
Hata-Okumura | n/a | n/a | n/a
COST231-Hata | 35.2249 |  | 35.2249
WINNER II | 35.2249 |  | 35.2249 |  | 25.0091
ITU-R M.2135-1 | 38.8409 | 38.8409 | 38.8409 | 38.8409
ITU-R M.2135-1 Urban Micro-Cell | n/a
Erceg-SUI -Modified | Type A | 47.95 | dB/Decade |  |  | Type B | 43.75 | dB/Decade |  |  | Type C | 41.1667 | dB/Decade
| d | Relative SnR in dB | UL Bit Rate (Mbps) | UL Channel Capacity Mbps | Rel Coverage Area | d | Relative SnR in dB | UL Bit Rate (Mbps) | UL Channel Capacity Mbps | Rel Coverage Area | d | Relative SnR in dB | UL Bit Rate (Mbps) | UL Channel Capacity Mbps | Rel Coverage Area
0 | 0.1 | 65.2406 | #VALUE! | #VALUE! | 0.3285% | 0.1 | 65.2406 | #VALUE! | #VALUE! | 0.1897% | 0.1 | 65.2406 | #VALUE! | #VALUE! | 0.128%
1 | 0.36244 | 38.4254 | #VALUE! | #VALUE! | 4.315% | 0.46949 | 35.8569 | #VALUE! | #VALUE! | 4.182% | 0.56746 | 34.2037 | #VALUE! | #VALUE! | 4.123%
2 | 0.50271 | 31.6123 | #VALUE! | #VALUE! | 8.302% | 0.65639 | 29.4898 | #VALUE! | #VALUE! | 8.175% | 0.79625 | 28.1474 | #VALUE! | #VALUE! | 8.118%
3 | 0.61162 | 27.5288 | #VALUE! | #VALUE! | 12.29% | 0.80079 | 25.7116 | #VALUE! | #VALUE! | 12.17% | 0.97263 | 24.57 | #VALUE! | #VALUE! | 12.11%
4 | 0.70387 | 24.6032 | #VALUE! | #VALUE! | 16.28% | 0.92287 | 23.0157 | #VALUE! | #VALUE! | 16.16% | 1.1216 | 22.022 | #VALUE! | #VALUE! | 16.11%
5 | 0.78537 | 22.3219 | #VALUE! | #VALUE! | 20.26% | 1.0306 | 20.9181 | #VALUE! | #VALUE! | 20.15% | 1.253 | 20.0415 | #VALUE! | #VALUE! | 20.1%
6 | 0.85916 | 20.4517 | #VALUE! | #VALUE! | 24.25% | 1.1281 | 19.201 | #VALUE! | #VALUE! | 24.14% | 1.3719 | 18.4211 | #VALUE! | #VALUE! | 24.1%
7 | 0.9271 | 18.8668 | #VALUE! | #VALUE! | 28.24% | 1.2178 | 17.7472 | #VALUE! | #VALUE! | 28.14% | 1.4812 | 17.0499 | #VALUE! | #VALUE! | 28.09%
8 | 0.99039 | 17.4916 | #VALUE! | #VALUE! | 32.22% | 1.3013 | 16.4866 | #VALUE! | #VALUE! | 32.13% | 1.583 | 15.8614 | #VALUE! | #VALUE! | 32.09%
9 | 1.0499 | 16.277 | #VALUE! | #VALUE! | 36.21% | 1.3798 | 15.3739 | #VALUE! | #VALUE! | 36.12% | 1.6787 | 14.8124 | #VALUE! | #VALUE! | 36.08%
10 | 1.1062 | 15.1894 | #VALUE! | #VALUE! | 40.2% | 1.454 | 14.3779 | #VALUE! | #VALUE! | 40.11% | 1.7692 | 13.8738 | #VALUE! | #VALUE! | 40.08%
11 | 1.1597 | 14.2048 | #VALUE! | #VALUE! | 44.18% | 1.5247 | 13.4766 | #VALUE! | #VALUE! | 44.11% | 1.8553 | 13.0244 | #VALUE! | #VALUE! | 44.07%
12 | 1.2109 | 13.3053 | #VALUE! | #VALUE! | 48.17% | 1.5922 | 12.6533 | #VALUE! | #VALUE! | 48.1% | 1.9375 | 12.2487 | #VALUE! | #VALUE! | 48.07%
13 | 1.26 | 12.4773 | #VALUE! | #VALUE! | 52.16% | 1.6569 | 11.8958 | #VALUE! | #VALUE! | 52.09% | 2.0165 | 11.535 | #VALUE! | #VALUE! | 52.06%
14 | 1.3073 | 11.7104 | #VALUE! | #VALUE! | 56.14% | 1.7193 | 11.1942 | #VALUE! | #VALUE! | 56.08% | 2.0924 | 10.8741 | #VALUE! | #VALUE! | 56.06%
15 | 1.3529 | 10.996 | #VALUE! | #VALUE! | 60.13% | 1.7794 | 10.5409 | #VALUE! | #VALUE! | 60.08% | 2.1657 | 10.2588 | #VALUE! | #VALUE! | 60.05%
16 | 1.3971 | 10.3276 | #VALUE! | #VALUE! | 64.12% | 1.8376 | 9.9297 | #VALUE! | #VALUE! | 64.07% | 2.2365 | 9.683 | #VALUE! | #VALUE! | 64.05%
17 | 1.4398 | 9.6995 | #VALUE! | #VALUE! | 68.11% | 1.894 | 9.3554 | #VALUE! | #VALUE! | 68.06% | 2.3052 | 9.1421 | #VALUE! | #VALUE! | 68.04%
18 | 1.4814 | 9.1072 | #VALUE! | #VALUE! | 72.09% | 1.9487 | 8.8138 | #VALUE! | #VALUE! | 72.05% | 2.3719 | 8.6321 | #VALUE! | #VALUE! | 72.04%
19 | 1.5218 | 8.5467 | #VALUE! | #VALUE! | 76.08% | 2.002 | 8.3015 | #VALUE! | #VALUE! | 76.05% | 2.4368 | 8.1496 | #VALUE! | #VALUE! | 76.03%
20 | 1.5612 | 8.0149 | #VALUE! | #VALUE! | 80.07% | 2.0539 | 7.8154 | #VALUE! | #VALUE! | 80.04% | 2.5 | 7.6919 | #VALUE! | #VALUE! | 80.03%
21 | 1.5995 | 7.5089 | #VALUE! | #VALUE! | 84.05% | 2.1045 | 7.353 | #VALUE! | #VALUE! | 84.03% | 2.5617 | 7.2564 | #VALUE! | #VALUE! | 84.02%
22 | 1.637 | 7.0264 | #VALUE! | #VALUE! | 88.04% | 2.1539 | 6.912 | #VALUE! | #VALUE! | 88.02% | 2.6219 | 6.8412 | #VALUE! | #VALUE! | 88.02%
23 | 1.6737 | 6.5652 | #VALUE! | #VALUE! | 92.03% | 2.2022 | 6.4906 | #VALUE! | #VALUE! | 92.02% | 2.6807 | 6.4444 | #VALUE! | #VALUE! | 92.01%
24 | 1.7096 | 6.1236 | #VALUE! | #VALUE! | 96.01% | 2.2495 | 6.0871 | #VALUE! | #VALUE! | 96.01% | 2.7383 | 6.0644 | #VALUE! | #VALUE! | 96.01%
25 | 1.7447 | 5.7 | #VALUE! | #VALUE! | 100% | 2.2958 | 5.7 | #VALUE! | #VALUE! | 100% | 2.7947 | 5.7 | #VALUE! | #VALUE! | 100%
Hata-Okumura | Large City Urban | n/a | dB/Decade |  |  | Small City Urban | n/a | dB/Decade |  |  | Suburban | n/a | dB/Decade
| d | Relative SnR in dB | UL Bit Rate (Mbps) | UL Channel Capacity Mbps | Rel Coverage Area | d | Relative SnR in dB | UL Bit Rate (Mbps) | UL Channel Capacity Mbps | Rel Coverage Area | d | Relative SnR in dB | UL Bit Rate (Mbps) | UL Channel Capacity Mbps | Rel Coverage Area
0 | 0.05 | #VALUE! | #VALUE! | #VALUE! | #VALUE! | 0.05 | #VALUE! | #VALUE! | #VALUE! | #VALUE! | 0.05 | #VALUE! | #VALUE! | #VALUE! | #VALUE!
1 | #VALUE! | #VALUE! | #VALUE! | #VALUE! | #VALUE! | #VALUE! | #VALUE! | #VALUE! | #VALUE! | #VALUE! | #VALUE! | #VALUE! | #VALUE! | #VALUE! | #VALUE!
2 | #VALUE! | #VALUE! | #VALUE! | #VALUE! | #VALUE! | #VALUE! | #VALUE! | #VALUE! | #VALUE! | #VALUE! | #VALUE! | #VALUE! | #VALUE! | #VALUE! | #VALUE!
3 | #VALUE! | #VALUE! | #VALUE! | #VALUE! | #VALUE! | #VALUE! | #VALUE! | #VALUE! | #VALUE! | #VALUE! | #VALUE! | #VALUE! | #VALUE! | #VALUE! | #VALUE!
4 | #VALUE! | #VALUE! | #VALUE! | #VALUE! | #VALUE! | #VALUE! | #VALUE! | #VALUE! | #VALUE! | #VALUE! | #VALUE! | #VALUE! | #VALUE! | #VALUE! | #VALUE!
5 | #VALUE! | #VALUE! | #VALUE! | #VALUE! | #VALUE! | #VALUE! | #VALUE! | #VALUE! | #VALUE! | #VALUE! | #VALUE! | #VALUE! | #VALUE! | #VALUE! | #VALUE!
6 | #VALUE! | #VALUE! | #VALUE! | #VALUE! | #VALUE! | #VALUE! | #VALUE! | #VALUE! | #VALUE! | #VALUE! | #VALUE! | #VALUE! | #VALUE! | #VALUE! | #VALUE!
7 | #VALUE! | #VALUE! | #VALUE! | #VALUE! | #VALUE! | #VALUE! | #VALUE! | #VALUE! | #VALUE! | #VALUE! | #VALUE! | #VALUE! | #VALUE! | #VALUE! | #VALUE!
8 | #VALUE! | #VALUE! | #VALUE! | #VALUE! | #VALUE! | #VALUE! | #VALUE! | #VALUE! | #VALUE! | #VALUE! | #VALUE! | #VALUE! | #VALUE! | #VALUE! | #VALUE!
9 | #VALUE! | #VALUE! | #VALUE! | #VALUE! | #VALUE! | #VALUE! | #VALUE! | #VALUE! | #VALUE! | #VALUE! | #VALUE! | #VALUE! | #VALUE! | #VALUE! | #VALUE!
10 | #VALUE! | #VALUE! | #VALUE! | #VALUE! | #VALUE! | #VALUE! | #VALUE! | #VALUE! | #VALUE! | #VALUE! | #VALUE! | #VALUE! | #VALUE! | #VALUE! | #VALUE!
11 | #VALUE! | #VALUE! | #VALUE! | #VALUE! | #VALUE! | #VALUE! | #VALUE! | #VALUE! | #VALUE! | #VALUE! | #VALUE! | #VALUE! | #VALUE! | #VALUE! | #VALUE!
12 | #VALUE! | #VALUE! | #VALUE! | #VALUE! | #VALUE! | #VALUE! | #VALUE! | #VALUE! | #VALUE! | #VALUE! | #VALUE! | #VALUE! | #VALUE! | #VALUE! | #VALUE!
13 | #VALUE! | #VALUE! | #VALUE! | #VALUE! | #VALUE! | #VALUE! | #VALUE! | #VALUE! | #VALUE! | #VALUE! | #VALUE! | #VALUE! | #VALUE! | #VALUE! | #VALUE!
14 | #VALUE! | #VALUE! | #VALUE! | #VALUE! | #VALUE! | #VALUE! | #VALUE! | #VALUE! | #VALUE! | #VALUE! | #VALUE! | #VALUE! | #VALUE! | #VALUE! | #VALUE!
15 | #VALUE! | #VALUE! | #VALUE! | #VALUE! | #VALUE! | #VALUE! | #VALUE! | #VALUE! | #VALUE! | #VALUE! | #VALUE! | #VALUE! | #VALUE! | #VALUE! | #VALUE!
16 | #VALUE! | #VALUE! | #VALUE! | #VALUE! | #VALUE! | #VALUE! | #VALUE! | #VALUE! | #VALUE! | #VALUE! | #VALUE! | #VALUE! | #VALUE! | #VALUE! | #VALUE!
17 | #VALUE! | #VALUE! | #VALUE! | #VALUE! | #VALUE! | #VALUE! | #VALUE! | #VALUE! | #VALUE! | #VALUE! | #VALUE! | #VALUE! | #VALUE! | #VALUE! | #VALUE!
18 | #VALUE! | #VALUE! | #VALUE! | #VALUE! | #VALUE! | #VALUE! | #VALUE! | #VALUE! | #VALUE! | #VALUE! | #VALUE! | #VALUE! | #VALUE! | #VALUE! | #VALUE!
19 | #VALUE! | #VALUE! | #VALUE! | #VALUE! | #VALUE! | #VALUE! | #VALUE! | #VALUE! | #VALUE! | #VALUE! | #VALUE! | #VALUE! | #VALUE! | #VALUE! | #VALUE!
20 | #VALUE! | #VALUE! | #VALUE! | #VALUE! | #VALUE! | #VALUE! | #VALUE! | #VALUE! | #VALUE! | #VALUE! | #VALUE! | #VALUE! | #VALUE! | #VALUE! | #VALUE!
21 | #VALUE! | #VALUE! | #VALUE! | #VALUE! | #VALUE! | #VALUE! | #VALUE! | #VALUE! | #VALUE! | #VALUE! | #VALUE! | #VALUE! | #VALUE! | #VALUE! | #VALUE!
22 | #VALUE! | #VALUE! | #VALUE! | #VALUE! | #VALUE! | #VALUE! | #VALUE! | #VALUE! | #VALUE! | #VALUE! | #VALUE! | #VALUE! | #VALUE! | #VALUE! | #VALUE!
23 | #VALUE! | #VALUE! | #VALUE! | #VALUE! | #VALUE! | #VALUE! | #VALUE! | #VALUE! | #VALUE! | #VALUE! | #VALUE! | #VALUE! | #VALUE! | #VALUE! | #VALUE!
24 | #VALUE! | #VALUE! | #VALUE! | #VALUE! | #VALUE! | #VALUE! | #VALUE! | #VALUE! | #VALUE! | #VALUE! | #VALUE! | #VALUE! | #VALUE! | #VALUE! | #VALUE!
25 | n/a | 5.7 | #VALUE! | #VALUE! | #VALUE! | n/a | 5.7 | #VALUE! | #VALUE! | #VALUE! | n/a | 5.7 | #VALUE! | #VALUE! | #VALUE!
COST231-Hata | Large City Urban | 35.2249 | dB/Decade |  |  | Suburban | 35.2249 | dB/Decade
| d | Relative SnR in dB | UL Bit Rate (Mbps) | UL Channel Capacity Mbps | Rel Coverage Area | d | Relative SnR in dB | UL Bit Rate (Mbps) | UL Channel Capacity Mbps | Rel Coverage Area
0 | 0.05 | 52.752 | #VALUE! | #VALUE! | 0.213% | 0.05 | 53.2592 | #VALUE! | #VALUE! | 0.1994%
1 | 0.22212 | 29.9397 | #VALUE! | #VALUE! | 4.205% | 0.22925 | 29.9636 | #VALUE! | #VALUE! | 4.191%
2 | 0.31012 | 24.8341 | #VALUE! | #VALUE! | 8.196% | 0.32033 | 24.8458 | #VALUE! | #VALUE! | 8.183%
3 | 0.37817 | 21.7993 | #VALUE! | #VALUE! | 12.19% | 0.39073 | 21.8068 | #VALUE! | #VALUE! | 12.18%
4 | 0.43572 | 19.6323 | #VALUE! | #VALUE! | 16.18% | 0.45025 | 19.6377 | #VALUE! | #VALUE! | 16.17%
5 | 0.48651 | 17.9457 | #VALUE! | #VALUE! | 20.17% | 0.50277 | 17.9498 | #VALUE! | #VALUE! | 20.16%
6 | 0.53247 | 16.5646 | #VALUE! | #VALUE! | 24.16% | 0.5503 | 16.5678 | #VALUE! | #VALUE! | 24.15%
7 | 0.57477 | 15.3951 | #VALUE! | #VALUE! | 28.15% | 0.59404 | 15.3978 | #VALUE! | #VALUE! | 28.14%
8 | 0.61417 | 14.381 | #VALUE! | #VALUE! | 32.14% | 0.63478 | 14.3832 | #VALUE! | #VALUE! | 32.14%
9 | 0.65118 | 13.4857 | #VALUE! | #VALUE! | 36.14% | 0.67305 | 13.4875 | #VALUE! | #VALUE! | 36.13%
10 | 0.6862 | 12.6843 | #VALUE! | #VALUE! | 40.13% | 0.70926 | 12.6858 | #VALUE! | #VALUE! | 40.12%
11 | 0.71952 | 11.959 | #VALUE! | #VALUE! | 44.12% | 0.74371 | 11.9603 | #VALUE! | #VALUE! | 44.11%
12 | 0.75137 | 11.2965 | #VALUE! | #VALUE! | 48.11% | 0.77664 | 11.2976 | #VALUE! | #VALUE! | 48.1%
13 | 0.78191 | 10.6868 | #VALUE! | #VALUE! | 52.1% | 0.80822 | 10.6878 | #VALUE! | #VALUE! | 52.1%
14 | 0.81131 | 10.1222 | #VALUE! | #VALUE! | 56.09% | 0.83862 | 10.123 | #VALUE! | #VALUE! | 56.09%
15 | 0.83968 | 9.5964 | #VALUE! | #VALUE! | 60.09% | 0.86795 | 9.5971 | #VALUE! | #VALUE! | 60.08%
16 | 0.86712 | 9.1045 | #VALUE! | #VALUE! | 64.08% | 0.89632 | 9.1051 | #VALUE! | #VALUE! | 64.07%
17 | 0.89372 | 8.6423 | #VALUE! | #VALUE! | 68.07% | 0.92382 | 8.6428 | #VALUE! | #VALUE! | 68.06%
18 | 0.91955 | 8.2064 | #VALUE! | #VALUE! | 72.06% | 0.95053 | 8.2068 | #VALUE! | #VALUE! | 72.06%
19 | 0.94468 | 7.794 | #VALUE! | #VALUE! | 76.05% | 0.9765 | 7.7943 | #VALUE! | #VALUE! | 76.05%
20 | 0.96915 | 7.4027 | #VALUE! | #VALUE! | 80.04% | 1.0018 | 7.403 | #VALUE! | #VALUE! | 80.04%
21 | 0.99302 | 7.0305 | #VALUE! | #VALUE! | 84.03% | 1.0265 | 7.0307 | #VALUE! | #VALUE! | 84.03%
22 | 1.0163 | 6.6756 | #VALUE! | #VALUE! | 88.03% | 1.0506 | 6.6757 | #VALUE! | #VALUE! | 88.02%
23 | 1.0391 | 6.3364 | #VALUE! | #VALUE! | 92.02% | 1.0741 | 6.3365 | #VALUE! | #VALUE! | 92.02%
24 | 1.0614 | 6.0116 | #VALUE! | #VALUE! | 96.01% | 1.0972 | 6.0116 | #VALUE! | #VALUE! | 96.01%
25 | 1.0833 | 5.7 | #VALUE! | #VALUE! | 100% | 1.1198 | 5.7 | #VALUE! | #VALUE! | 100%
WINNER II | Large City Urban | 35.2249 | dB/Decade |  |  | Suburban | 35.2249 | dB/Decade |  |  | Rural Open | 25.0091 | dB/Decade
| d | Relative SnR in dB | UL Bit Rate (Mbps) | UL Channel Capacity Mbps | Rel Coverage Area | d | Relative SnR in dB | UL Bit Rate (Mbps) | UL Channel Capacity Mbps | Rel Coverage Area | d | Relative SnR in dB | UL Bit Rate (Mbps) | UL Channel Capacity Mbps | Rel Coverage Area
0 | 0.05 | 52.904 | #VALUE! | #VALUE! | 0.2089% | 0.05 | 52.944 | #VALUE! | #VALUE! | 0.2078% | 0.05 | 54.2063 | #VALUE! | #VALUE! | 0.01321%
1 | 0.22423 | 29.947 | #VALUE! | #VALUE! | 4.201% | 0.22479 | 29.9489 | #VALUE! | #VALUE! | 4.199% | 0.87143 | 23.1634 | #VALUE! | #VALUE! | 4.013%
2 | 0.31315 | 24.8377 | #VALUE! | #VALUE! | 8.192% | 0.31395 | 24.8386 | #VALUE! | #VALUE! | 8.191% | 1.2314 | 19.4081 | #VALUE! | #VALUE! | 8.012%
3 | 0.38189 | 21.8016 | #VALUE! | #VALUE! | 12.18% | 0.38288 | 21.8022 | #VALUE! | #VALUE! | 12.18% | 1.5077 | 17.2092 | #VALUE! | #VALUE! | 12.01%
4 | 0.44002 | 19.634 | #VALUE! | #VALUE! | 16.18% | 0.44116 | 19.6344 | #VALUE! | #VALUE! | 16.17% | 1.7407 | 15.6484 | #VALUE! | #VALUE! | 16.01%
5 | 0.49133 | 17.9469 | #VALUE! | #VALUE! | 20.17% | 0.4926 | 17.9473 | #VALUE! | #VALUE! | 20.17% | 1.946 | 14.4374 | #VALUE! | #VALUE! | 20.01%
6 | 0.53776 | 16.5656 | #VALUE! | #VALUE! | 24.16% | 0.53915 | 16.5658 | #VALUE! | #VALUE! | 24.16% | 2.1316 | 13.4479 | #VALUE! | #VALUE! | 24.01%
7 | 0.58048 | 15.3959 | #VALUE! | #VALUE! | 28.15% | 0.582 | 15.3961 | #VALUE! | #VALUE! | 28.15% | 2.3023 | 12.6112 | #VALUE! | #VALUE! | 28.01%
8 | 0.62028 | 14.3816 | #VALUE! | #VALUE! | 32.14% | 0.62189 | 14.3818 | #VALUE! | #VALUE! | 32.14% | 2.4612 | 11.8864 | #VALUE! | #VALUE! | 32.01%
9 | 0.65766 | 13.4862 | #VALUE! | #VALUE! | 36.13% | 0.65938 | 13.4864 | #VALUE! | #VALUE! | 36.13% | 2.6105 | 11.247 | #VALUE! | #VALUE! | 36.01%
10 | 0.69304 | 12.6848 | #VALUE! | #VALUE! | 40.13% | 0.69485 | 12.6849 | #VALUE! | #VALUE! | 40.12% | 2.7516 | 10.675 | #VALUE! | #VALUE! | 40.01%
11 | 0.72669 | 11.9594 | #VALUE! | #VALUE! | 44.12% | 0.72859 | 11.9595 | #VALUE! | #VALUE! | 44.12% | 2.8859 | 10.1576 | #VALUE! | #VALUE! | 44.01%
12 | 0.75886 | 11.2968 | #VALUE! | #VALUE! | 48.11% | 0.76084 | 11.2969 | #VALUE! | #VALUE! | 48.11% | 3.0142 | 9.6852 | #VALUE! | #VALUE! | 48.01%
13 | 0.78971 | 10.6871 | #VALUE! | #VALUE! | 52.1% | 0.79177 | 10.6872 | #VALUE! | #VALUE! | 52.1% | 3.1372 | 9.2506 | #VALUE! | #VALUE! | 52.01%
14 | 0.8194 | 10.1225 | #VALUE! | #VALUE! | 56.09% | 0.82155 | 10.1225 | #VALUE! | #VALUE! | 56.09% | 3.2556 | 8.8482 | #VALUE! | #VALUE! | 56.01%
15 | 0.84806 | 9.5967 | #VALUE! | #VALUE! | 60.08% | 0.85028 | 9.5967 | #VALUE! | #VALUE! | 60.08% | 3.3698 | 8.4736 | #VALUE! | #VALUE! | 60.01%
16 | 0.87578 | 9.1047 | #VALUE! | #VALUE! | 64.08% | 0.87807 | 9.1047 | #VALUE! | #VALUE! | 64.07% | 3.4803 | 8.1232 | #VALUE! | #VALUE! | 64%
17 | 0.90264 | 8.6424 | #VALUE! | #VALUE! | 68.07% | 0.905 | 8.6424 | #VALUE! | #VALUE! | 68.07% | 3.5874 | 7.7941 | #VALUE! | #VALUE! | 68%
18 | 0.92873 | 8.2065 | #VALUE! | #VALUE! | 72.06% | 0.93116 | 8.2065 | #VALUE! | #VALUE! | 72.06% | 3.6914 | 7.4837 | #VALUE! | #VALUE! | 72%
19 | 0.95411 | 7.7941 | #VALUE! | #VALUE! | 76.05% | 0.95661 | 7.7941 | #VALUE! | #VALUE! | 76.05% | 3.7925 | 7.1901 | #VALUE! | #VALUE! | 76%
20 | 0.97883 | 7.4028 | #VALUE! | #VALUE! | 80.04% | 0.98139 | 7.4028 | #VALUE! | #VALUE! | 80.04% | 3.891 | 6.9116 | #VALUE! | #VALUE! | 80%
21 | 1.0029 | 7.0306 | #VALUE! | #VALUE! | 84.03% | 1.0056 | 7.0306 | #VALUE! | #VALUE! | 84.03% | 3.9871 | 6.6467 | #VALUE! | #VALUE! | 84%
22 | 1.0265 | 6.6756 | #VALUE! | #VALUE! | 88.03% | 1.0292 | 6.6756 | #VALUE! | #VALUE! | 88.02% | 4.0809 | 6.3941 | #VALUE! | #VALUE! | 88%
23 | 1.0495 | 6.3364 | #VALUE! | #VALUE! | 92.02% | 1.0522 | 6.3364 | #VALUE! | #VALUE! | 92.02% | 4.1726 | 6.1528 | #VALUE! | #VALUE! | 92%
24 | 1.072 | 6.0116 | #VALUE! | #VALUE! | 96.01% | 1.0748 | 6.0116 | #VALUE! | #VALUE! | 96.01% | 4.2624 | 5.9217 | #VALUE! | #VALUE! | 96%
25 | 1.0941 | 5.7 | #VALUE! | #VALUE! | 100% | 1.0969 | 5.7 | #VALUE! | #VALUE! | 100% | 4.3502 | 5.7 | #VALUE! | #VALUE! | 100%
ITU-R M.2135-1 | Large City Urban | 38.8409 | dB/Decade |  |  | Small City Urban | 38.8409 | dB/Decade |  |  | Suburban | 38.8409 | dB/Decade |  |  | Rural | 38.8409 | dB/Decade
| d | Relative SnR in dB | UL Bit Rate (Mbps) | UL Channel Capacity Mbps | Rel Coverage Area | d | Relative SnR in dB | UL Bit Rate (Mbps) | UL Channel Capacity Mbps | Rel Coverage Area | d | Relative SnR in dB | UL Bit Rate (Mbps) | UL Channel Capacity Mbps | Rel Coverage Area | d | Relative SnR in dB | UL Bit Rate (Mbps) | UL Channel Capacity Mbps | Rel Coverage Area
0 | 0.05 | 59.8781 | #VALUE! | #VALUE! | 0.1623% | 0.05 | 64.2351 | #VALUE! | #VALUE! | 0.09681% | 0.05 | 65.3546 | #VALUE! | #VALUE! | 0.08477% | 0.05 | 64.4675 | #VALUE! | #VALUE! | 0.09418%
1 | 0.25303 | 32.5264 | #VALUE! | #VALUE! | 4.156% | 0.32511 | 32.6549 | #VALUE! | #VALUE! | 4.093% | 0.34693 | 32.6788 | #VALUE! | #VALUE! | 4.081% | 0.32952 | 32.6601 | #VALUE! | #VALUE! | 4.09%
2 | 0.35432 | 26.8466 | #VALUE! | #VALUE! | 8.149% | 0.45705 | 26.9091 | #VALUE! | #VALUE! | 8.089% | 0.48808 | 26.9207 | #VALUE! | #VALUE! | 8.078% | 0.46332 | 26.9116 | #VALUE! | #VALUE! | 8.087%
3 | 0.43251 | 23.4829 | #VALUE! | #VALUE! | 12.14% | 0.55865 | 23.5231 | #VALUE! | #VALUE! | 12.09% | 0.59673 | 23.5305 | #VALUE! | #VALUE! | 12.07% | 0.56635 | 23.5247 | #VALUE! | #VALUE! | 12.08%
4 | 0.49859 | 21.0848 | #VALUE! | #VALUE! | 16.14% | 0.64443 | 21.1136 | #VALUE! | #VALUE! | 16.08% | 0.68844 | 21.1189 | #VALUE! | #VALUE! | 16.07% | 0.65333 | 21.1148 | #VALUE! | #VALUE! | 16.08%
5 | 0.55688 | 19.2198 | #VALUE! | #VALUE! | 20.13% | 0.72006 | 19.2417 | #VALUE! | #VALUE! | 20.08% | 0.76929 | 19.2458 | #VALUE! | #VALUE! | 20.07% | 0.73002 | 19.2426 | #VALUE! | #VALUE! | 20.08%
6 | 0.60962 | 17.6934 | #VALUE! | #VALUE! | 24.12% | 0.78847 | 17.7108 | #VALUE! | #VALUE! | 24.07% | 0.84242 | 17.714 | #VALUE! | #VALUE! | 24.06% | 0.79938 | 17.7115 | #VALUE! | #VALUE! | 24.07%
7 | 0.65815 | 16.4013 | #VALUE! | #VALUE! | 28.12% | 0.8514 | 16.4155 | #VALUE! | #VALUE! | 28.07% | 0.90968 | 16.4181 | #VALUE! | #VALUE! | 28.06% | 0.86319 | 16.416 | #VALUE! | #VALUE! | 28.07%
8 | 0.70334 | 15.2812 | #VALUE! | #VALUE! | 32.11% | 0.90999 | 15.2929 | #VALUE! | #VALUE! | 32.07% | 0.97231 | 15.295 | #VALUE! | #VALUE! | 32.06% | 0.92259 | 15.2934 | #VALUE! | #VALUE! | 32.06%
9 | 0.74579 | 14.2925 | #VALUE! | #VALUE! | 36.1% | 0.96503 | 14.3023 | #VALUE! | #VALUE! | 36.06% | 1.0311 | 14.3041 | #VALUE! | #VALUE! | 36.05% | 0.9784 | 14.3027 | #VALUE! | #VALUE! | 36.06%
10 | 0.78596 | 13.4077 | #VALUE! | #VALUE! | 40.1% | 1.0171 | 13.4159 | #VALUE! | #VALUE! | 40.06% | 1.0868 | 13.4175 | #VALUE! | #VALUE! | 40.05% | 1.0312 | 13.4163 | #VALUE! | #VALUE! | 40.06%
11 | 0.82417 | 12.6069 | #VALUE! | #VALUE! | 44.09% | 1.0666 | 12.6139 | #VALUE! | #VALUE! | 44.05% | 1.1397 | 12.6152 | #VALUE! | #VALUE! | 44.05% | 1.0814 | 12.6142 | #VALUE! | #VALUE! | 44.05%
12 | 0.86068 | 11.8756 | #VALUE! | #VALUE! | 48.08% | 1.1139 | 11.8816 | #VALUE! | #VALUE! | 48.05% | 1.1903 | 11.8827 | #VALUE! | #VALUE! | 48.04% | 1.1294 | 11.8818 | #VALUE! | #VALUE! | 48.05%
13 | 0.89571 | 11.2027 | #VALUE! | #VALUE! | 52.08% | 1.1593 | 11.2078 | #VALUE! | #VALUE! | 52.05% | 1.2388 | 11.2087 | #VALUE! | #VALUE! | 52.04% | 1.1754 | 11.208 | #VALUE! | #VALUE! | 52.05%
14 | 0.92942 | 10.5796 | #VALUE! | #VALUE! | 56.07% | 1.203 | 10.5839 | #VALUE! | #VALUE! | 56.04% | 1.2855 | 10.5847 | #VALUE! | #VALUE! | 56.04% | 1.2197 | 10.5841 | #VALUE! | #VALUE! | 56.04%
15 | 0.96195 | 9.9993 | #VALUE! | #VALUE! | 60.06% | 1.2452 | 10.003 | #VALUE! | #VALUE! | 60.04% | 1.3306 | 10.0036 | #VALUE! | #VALUE! | 60.03% | 1.2624 | 10.0031 | #VALUE! | #VALUE! | 60.04%
16 | 0.99341 | 9.4564 | #VALUE! | #VALUE! | 64.06% | 1.286 | 9.4595 | #VALUE! | #VALUE! | 64.03% | 1.3741 | 9.4601 | #VALUE! | #VALUE! | 64.03% | 1.3038 | 9.4596 | #VALUE! | #VALUE! | 64.03%
17 | 1.0239 | 8.9463 | #VALUE! | #VALUE! | 68.05% | 1.3255 | 8.9489 | #VALUE! | #VALUE! | 68.03% | 1.4164 | 8.9494 | #VALUE! | #VALUE! | 68.03% | 1.3439 | 8.949 | #VALUE! | #VALUE! | 68.03%
18 | 1.0535 | 8.4653 | #VALUE! | #VALUE! | 72.05% | 1.3638 | 8.4675 | #VALUE! | #VALUE! | 72.03% | 1.4574 | 8.4679 | #VALUE! | #VALUE! | 72.02% | 1.3828 | 8.4676 | #VALUE! | #VALUE! | 72.03%
19 | 1.0823 | 8.0103 | #VALUE! | #VALUE! | 76.04% | 1.4012 | 8.0121 | #VALUE! | #VALUE! | 76.02% | 1.4973 | 8.0124 | #VALUE! | #VALUE! | 76.02% | 1.4206 | 8.0121 | #VALUE! | #VALUE! | 76.02%
20 | 1.1104 | 7.5786 | #VALUE! | #VALUE! | 80.03% | 1.4375 | 7.58 | #VALUE! | #VALUE! | 80.02% | 1.5361 | 7.5802 | #VALUE! | #VALUE! | 80.02% | 1.4575 | 7.5801 | #VALUE! | #VALUE! | 80.02%
21 | 1.1378 | 7.1679 | #VALUE! | #VALUE! | 84.03% | 1.473 | 7.169 | #VALUE! | #VALUE! | 84.02% | 1.574 | 7.1692 | #VALUE! | #VALUE! | 84.01% | 1.4934 | 7.169 | #VALUE! | #VALUE! | 84.02%
22 | 1.1645 | 6.7763 | #VALUE! | #VALUE! | 88.02% | 1.5076 | 6.7771 | #VALUE! | #VALUE! | 88.01% | 1.611 | 6.7772 | #VALUE! | #VALUE! | 88.01% | 1.5285 | 6.7771 | #VALUE! | #VALUE! | 88.01%
23 | 1.1906 | 6.4021 | #VALUE! | #VALUE! | 92.01% | 1.5414 | 6.4025 | #VALUE! | #VALUE! | 92.01% | 1.6472 | 6.4026 | #VALUE! | #VALUE! | 92.01% | 1.5628 | 6.4026 | #VALUE! | #VALUE! | 92.01%
24 | 1.2162 | 6.0437 | #VALUE! | #VALUE! | 96.01% | 1.5746 | 6.044 | #VALUE! | #VALUE! | 96% | 1.6826 | 6.044 | #VALUE! | #VALUE! | 96% | 1.5964 | 6.044 | #VALUE! | #VALUE! | 96%
25 | 1.2412 | 5.7 | #VALUE! | #VALUE! | 100% | 1.607 | 5.7 | #VALUE! | #VALUE! | 100% | 1.7173 | 5.7 | #VALUE! | #VALUE! | 100% | 1.6293 | 5.7 | #VALUE! | #VALUE! | 100%
ITU-R M.2135-1 Urban Micro-Cell | Large City Urban | n/a | dB/Decade
| d | Relative SnR in dB | UL Bit Rate (Mbps) | UL Channel Capacity Mbps | Rel Coverage Area
0 | 0.05 | #VALUE! | #VALUE! | #VALUE! | #VALUE!
1 | #VALUE! | #VALUE! | #VALUE! | #VALUE! | #VALUE!
2 | #VALUE! | #VALUE! | #VALUE! | #VALUE! | #VALUE!
3 | #VALUE! | #VALUE! | #VALUE! | #VALUE! | #VALUE!
4 | #VALUE! | #VALUE! | #VALUE! | #VALUE! | #VALUE!
5 | #VALUE! | #VALUE! | #VALUE! | #VALUE! | #VALUE!
6 | #VALUE! | #VALUE! | #VALUE! | #VALUE! | #VALUE!
7 | #VALUE! | #VALUE! | #VALUE! | #VALUE! | #VALUE!
8 | #VALUE! | #VALUE! | #VALUE! | #VALUE! | #VALUE!
9 | #VALUE! | #VALUE! | #VALUE! | #VALUE! | #VALUE!
10 | #VALUE! | #VALUE! | #VALUE! | #VALUE! | #VALUE!
11 | #VALUE! | #VALUE! | #VALUE! | #VALUE! | #VALUE!
12 | #VALUE! | #VALUE! | #VALUE! | #VALUE! | #VALUE!
13 | #VALUE! | #VALUE! | #VALUE! | #VALUE! | #VALUE!
14 | #VALUE! | #VALUE! | #VALUE! | #VALUE! | #VALUE!
15 | #VALUE! | #VALUE! | #VALUE! | #VALUE! | #VALUE!
16 | #VALUE! | #VALUE! | #VALUE! | #VALUE! | #VALUE!
17 | #VALUE! | #VALUE! | #VALUE! | #VALUE! | #VALUE!
18 | #VALUE! | #VALUE! | #VALUE! | #VALUE! | #VALUE!
19 | #VALUE! | #VALUE! | #VALUE! | #VALUE! | #VALUE!
20 | #VALUE! | #VALUE! | #VALUE! | #VALUE! | #VALUE!
21 | #VALUE! | #VALUE! | #VALUE! | #VALUE! | #VALUE!
22 | #VALUE! | #VALUE! | #VALUE! | #VALUE! | #VALUE!
23 | #VALUE! | #VALUE! | #VALUE! | #VALUE! | #VALUE!
24 | #VALUE! | #VALUE! | #VALUE! | #VALUE! | #VALUE!
25 | n/a | 5.7 | #VALUE! | #VALUE! | #VALUE!
All of these values, except BS-to-BS spacing, transfer from Worksheet 1, 1a, or 2
Uplink channel or sector data rate at maximum range
Uplink cell data rate for a specific BS-to-BS spacing assuming 3-sector cell site

## 3-SNR-Chan SE vs Range
Note: This is still work in process and under review by the PAP2 SDO-Sub-committee - parameter values are for study purposes only
3-Signal to Noise Ratio and Channel Spectral Efficiency vs. Path Length
Frequency = | 2000 | MHz |  | BS Antenna Height = | 30 | meters
System Gain = | 153.849 | dB |  | SS Antenna Height = | 2 | meters
Cell Edge SNR + 10 dB = | 5.7 | dB |  | Terminal (SS) Location is | Outdoor |  | Required Cell SE Density= | 13.9211
Re-Use Factor = | 1 |  |  | Effective UL Channel BW = | 1.75 | MHz | Traffic Bias | UL
| Large City Urban | Small City Urban | Suburban | Rural | Rural Open | Type A | Type B | Type C | [16 empty] | UL Channel BW in MHz = | 3.5 |  |  |  |  | DL Channel BW in MHz = | 3.5
Total Margin = | 12.88 | 12.88 | 15.84 | 15.84 | 15.84 | 15.84 | 15.84 | 15.84 | [12 empty] | UL Mod/Coding | UL Mod Eff | DL Coding | Req UL S/N* | UL SE | UL Bit Rate (Mbps) | DL Mod/Coding | DL Mod Eff | DL Coding | Req DL S/N* | DL SE | DL Bit Rate (Mbps)
Link Budget = | 140.969 | 140.969 | 138.009 | 138.009 | 138.009 | 138.009 | 138.009 | 138.009 | [12 empty] | n/a | 0 | 0 | 5.7 | 0 | 0 | n/a | 0 | 0 | 5.7 | 0 | 0
Estimated Range (D in km) | [20 empty] | n/a | 0 | 0 | 5.7 | 0 | 0 | n/a | 0 | 0 | 5.7 | 0 | 0
Path Loss Model | Large City Urban | Small City Urban | Suburban | Rural | Rural Open | Type A | Type B | Type C | [12 empty] | n/a | 0 | 0 | 5.7 | 0 | 0 | n/a | 0 | 0 | 5.7 | 0 | 0
Erceg-SUI-Modified | n/a | n/a | n/a | n/a | n/a | 1.7447 | 2.2958 | 2.7947 | [12 empty] | n/a | 0 | 0 | 5.7 | 0 | 0 | n/a | 0 | 0 | 5.7 | 0 | 0
Erceg-SUI-Original | n/a | n/a | n/a | n/a | n/a | 1.7447 | 2.2958 | 2.7947 | [12 empty] | QPSK | 2 | 0.083333 | 5.7 | 0.33333 | 1.1667 | QPSK | 2 | 0.083333 | 5.7 | 0.33333 | 1.1667
Hata-Okumura | n/a | n/a | n/a | n/a | n/a | n/a | n/a | n/a | [12 empty] | QPSK | 2 | 0.125 | 7.5 | 0.5 | 1.75 | QPSK | 2 | 0.125 | 7.5 | 0.5 | 1.75
COST231-Hata | 1.0833 | n/a | 1.1198 | n/a | n/a | n/a | n/a | n/a | [12 empty] | QPSK | 2 | 0.25 | 10.5 | 1 | 3.5 | QPSK | 2 | 0.25 | 10.5 | 1 | 3.5
WINNER II | 1.0941 | n/a | 1.0969 | n/a | 4.3502 | n/a | n/a | n/a | [12 empty] | QPSK | 2 | 0.5 | 13.5 | 2 | 7 | QPSK | 2 | 0.5 | 13.5 | 2 | 7
ITU-R M.2135-1 | 1.2412 | 1.607 | 1.7173 | 1.6293 | n/a | n/a | n/a | n/a | [12 empty] | QPSK | 2 | 0.75 | 16.8 | 3 | 10.5 | QPSK | 2 | 0.75 | 16.8 | 3 | 10.5
ITU-R M.2135-1 Urban Micro-Cell | n/a | [19 empty] | 16QAM | 4 | 0.5 | 18.9 | 4 | 14 | 16QAM | 4 | 0.5 | 18.9 | 4 | 14
UL Cell SE Density at Maximum Range D in bps/Hz/sq-km |  |  |  | (Note: Excludes MAC and control OH) | [16 empty] | 16QAM | 4 | 0.75 | 23 | 6 | 21 | 16QAM | 4 | 0.75 | 23 | 6 | 21
Erceg-SUI-Modified | n/a | n/a | n/a | n/a | n/a | 0.31527 | 0.16699 | 0.10382 | [12 empty] | 64QAM | 6 | 0.5 | 23.9 | 6 | 21 | 64QAM | 6 | 0.5 | 23.9 | 6 | 21
Erceg-SUI-Original | n/a | n/a | n/a | n/a | n/a | [15 empty] | 64QAM | 6 | 0.66667 | 27.3 | 8 | 28 | 64QAM | 6 | 0.66667 | 27.3 | 8 | 28
Hata-Okumura | n/a | n/a | n/a | n/a | n/a | n/a | n/a | n/a | [12 empty] | 64QAM | 6 | 0.75 | 28.5 | 9 | 31.5 | 64QAM | 6 | 0.75 | 28.5 | 9 | 31.5
COST231-Hata | 0.55106 | n/a | 0.5157 | n/a | n/a | n/a | n/a | n/a | [12 empty] | 64QAM | 6 | 0.83333 | 30.3 | 10 | 35 | 64QAM | 6 | 0.83333 | 30.3 | 10 | 35
WINNER II | 0.54021 | n/a | 0.53739 | n/a | 0.022915 | n/a | n/a | n/a
ITU-R M.2135-1 | 0.48636 | 0.29014 | 0.25407 | 0.28225 | n/a | n/a | n/a | n/a
ITU-R M.2135-1 Urban Micro-Cell | n/a
Range for Required UL SE Density= | 13.9211 | bps/Hz/sq-km |  | (Note: Excludes MAC and control OH)
Erceg-SUI-Modified | n/a | n/a | n/a | n/a | n/a | 0.61129 | 0.65639 | 0.56746
Erceg-SUI-Original | n/a | n/a | n/a | n/a | n/a | n/a | n/a | n/a
Hata-Okumura | n/a | n/a | n/a | n/a | n/a | n/a | n/a | n/a
COST231-Hata | 0.43572 | n/a | 0.45025 | n/a | n/a | n/a | n/a | n/a
WINNER II | 0.44002 | n/a | 0.44116 | n/a | 0.87005 | n/a | n/a | n/a
ITU-R M.2135-1 | 0.49859 | 0.55865 | 0.48572 | 0.56441 | n/a | n/a | n/a | n/a
ITU-R M.2135-1 Urban Micro-Cell | n/a
Total Path Loss distance dependancy (dB per Decade)
Path Loss Model | Large City Urban | Small City Urban | Suburban | Rural | Rural Open | Type A | Type B | Type C
Erceg-SUI -Modified | [5 empty] | 47.95 | 43.75 | 41.1667
Erceg-SUI-Original | [5 empty] | 47.95 | 43.75 | 41.1667
Hata-Okumura | n/a | n/a | n/a
COST231-Hata | 35.2249 |  | 35.2249
WINNER II | 35.2249 |  | 35.2249 |  | 25.0091
ITU-R M.2135-1 | 38.8409 | 38.8409 | 38.8409 | 38.8409
ITU-R M.2135-1 Urban Micro-Cell | n/a
Erceg-SUI -Modified | Type A | 47.95 | dB/Decade |  |  |  | Type B | 43.75 | dB/Decade |  |  |  | Type C | 41.1667 | dB/Decade
| d | Relative SnR in dB | UL SE (bps/Hz) | Cell SE Density bps/Hz/sq-km | d | Rel Coverage Area | d | Relative SnR in dB | UL SE (bps/Hz) | Cell SE Density bps/Hz/sq-km | d | Rel Coverage Area | d | Relative SnR in dB | UL SE (bps/Hz) | Cell SE Density bps/Hz/sq-km | d | Rel Coverage Area
25 | 1.7447 | 5.7 | 0.33333 | 0.31527 | 1.7447 | 100% | 2.2958 | 5.7 | 0.33333 | 0.16699 | 2.2958 | 100% | 2.7947 | 5.7 | 0.33333 | 0.10382 | 2.7947 | 100%
24 | 1.7096 | 6.1236 | 0.33333 | 0.34022 | 1.7096 | 96.01% | 2.2495 | 6.0871 | 0.33333 | 0.18013 | 2.2495 | 96.01% | 2.7383 | 6.0644 | 0.33333 | 0.11193 | 2.7383 | 96.01%
23 | 1.6736 | 6.5667 | 0.33333 | 0.36845 | 1.6736 | 92.01% | 2.2022 | 6.4906 | 0.33333 | 0.19496 | 2.2022 | 92.02% | 2.6807 | 6.4444 | 0.33333 | 0.1211 | 2.6807 | 92.01%
22 | 1.6369 | 7.0279 | 0.33333 | 0.40047 | 1.6369 | 88.03% | 2.1539 | 6.912 | 0.33333 | 0.21181 | 2.1539 | 88.02% | 2.6219 | 6.8412 | 0.33333 | 0.1315 | 2.6219 | 88.02%
21 | 1.5994 | 7.5105 | 0.5 | 0.43705 | 1.5994 | 84.04% | 2.1045 | 7.353 | 0.33333 | 0.23106 | 2.1045 | 84.03% | 2.5617 | 7.2564 | 0.33333 | 0.14338 | 2.5617 | 84.02%
20 | 1.561 | 8.0166 | 0.5 | 0.47781 | 1.561 | 80.05% | 2.0539 | 7.8154 | 0.5 | 0.2532 | 2.0539 | 80.04% | 2.5 | 7.6919 | 0.5 | 0.15704 | 2.5 | 80.03%
19 | 1.5217 | 8.5485 | 0.5 | 0.52494 | 1.5217 | 76.07% | 2.002 | 8.3015 | 0.5 | 0.27799 | 2.002 | 76.05% | 2.4368 | 8.1496 | 0.5 | 0.17228 | 2.4368 | 76.03%
18 | 1.4812 | 9.1091 | 0.5 | 0.57988 | 1.4812 | 72.08% | 1.9487 | 8.8138 | 0.5 | 0.30688 | 1.9487 | 72.05% | 2.3719 | 8.6321 | 0.5 | 0.19004 | 2.3719 | 72.04%
17 | 1.4397 | 9.7015 | 0.5 | 0.64448 | 1.4397 | 68.09% | 1.894 | 9.3554 | 0.5 | 0.34083 | 1.894 | 68.06% | 2.3052 | 9.1421 | 0.5 | 0.2109 | 2.3052 | 68.04%
16 | 1.3969 | 10.3297 | 0.5 | 0.72119 | 1.3969 | 64.11% | 1.8376 | 9.9297 | 0.5 | 0.38114 | 1.8376 | 64.07% | 2.2365 | 9.683 | 0.5 | 0.23565 | 2.2365 | 64.05%
15 | 1.3528 | 10.9983 | 1 | 0.81327 | 1.3528 | 60.12% | 1.7794 | 10.5409 | 1 | 0.42951 | 1.7794 | 60.08% | 2.1657 | 10.2588 | 0.5 | 0.26535 | 2.1657 | 60.05%
14 | 1.3071 | 11.7128 | 1 | 0.91716 | 1.3071 | 56.13% | 1.7193 | 11.1942 | 1 | 0.48365 | 1.7193 | 56.08% | 2.0924 | 10.8741 | 1 | 0.30142 | 2.0924 | 56.06%
13 | 1.2599 | 12.4799 | 1 | 1.0446 | 1.2599 | 52.14% | 1.6569 | 11.8958 | 1 | 0.54999 | 1.6569 | 52.09% | 2.0165 | 11.535 | 1 | 0.34224 | 2.0165 | 52.06%
12 | 1.2108 | 13.3081 | 1 | 1.2034 | 1.2108 | 48.16% | 1.5922 | 12.6533 | 1 | 0.63263 | 1.5922 | 48.1% | 1.9375 | 12.2487 | 1 | 0.39303 | 1.9375 | 48.07%
11 | 1.1596 | 14.2079 | 2 | 1.4053 | 1.1596 | 44.17% | 1.5247 | 13.4766 | 1 | 0.73756 | 1.5247 | 44.11% | 1.8553 | 13.0244 | 1 | 0.45746 | 1.8553 | 44.07%
10 | 1.106 | 15.1928 | 2 | 1.6363 | 1.106 | 40.18% | 1.454 | 14.3779 | 2 | 0.87386 | 1.454 | 40.11% | 1.7692 | 13.8738 | 2 | 0.54106 | 1.7692 | 40.08%
9 | 1.0497 | 16.2808 | 2 | 1.9407 | 1.0497 | 36.2% | 1.3798 | 15.3739 | 2 | 1.0333 | 1.3798 | 36.12% | 1.6787 | 14.8124 | 2 | 0.63739 | 1.6787 | 36.08%
8 | 0.99019 | 17.4958 | 3 | 2.3554 | 0.99019 | 32.21% | 1.3013 | 16.4866 | 2 | 1.2501 | 1.3013 | 32.13% | 1.583 | 15.8614 | 2 | 0.76794 | 1.583 | 32.09%
7 | 0.92689 | 18.8716 | 3 | 2.8801 | 0.92689 | 28.22% | 1.2178 | 17.7472 | 3 | 1.5573 | 1.2178 | 28.14% | 1.4812 | 17.0499 | 3 | 0.95233 | 1.4812 | 28.09%
6 | 0.85893 | 20.4573 | 4 | 3.652 | 0.85893 | 24.24% | 1.1281 | 19.201 | 4 | 1.966 | 1.1281 | 24.14% | 1.3719 | 18.4211 | 3 | 1.193 | 1.3719 | 24.1%
5 | 0.78511 | 22.3286 | 4 | 4.7457 | 0.78511 | 20.25% | 1.0306 | 20.9181 | 4 | 2.5368 | 1.0306 | 20.15% | 1.253 | 20.0415 | 4 | 1.569 | 1.253 | 20.1%
4 | 0.70359 | 24.6116 | 6 | 6.6089 | 0.70359 | 16.26% | 0.92287 | 23.0157 | 6 | 3.5024 | 0.92287 | 16.16% | 1.1216 | 22.022 | 4 | 2.1417 | 1.1216 | 16.11%
3 | 0.61129 | 27.5399 | 8 | 9.6136 | 0.61129 | 12.28% | 0.80079 | 25.7116 | 6 | 5.0018 | 0.80079 | 12.17% | 0.97263 | 24.57 | 6 | 3.2549 | 0.97263 | 12.11%
2 | 0.50231 | 31.6288 | 10 | 15.2545 | 0.50231 | 8.289% | 0.65639 | 29.4898 | 9 | 8.487 | 0.65639 | 8.175% | 0.79625 | 28.1474 | 8 | 5.4638 | 0.79625 | 8.118%
1 | 0.36188 | 38.4572 | 10 | 29.3907 | 0.36188 | 4.302% | 0.46949 | 35.8569 | 10 | 17.462 | 0.46949 | 4.182% | 0.56746 | 34.2037 | 10 | 11.9532 | 0.56746 | 4.123%
0 | 0.1 | 65.2406 | 10 |  | 0.1 | 0.3285% | 0.1 | 65.2406 | 10 |  | 0.1 | 0.1897% | 0.1 | 65.2406 | 10 |  | 0.1 | 0.128%
Hata-Okumura | Large City Urban | n/a | dB/Decade |  |  |  | Small City Urban | n/a | dB/Decade |  |  |  | Suburban | n/a | dB/Decade
| d | Relative SnR in dB | UL SE (bps/Hz) | Cell SE Density bps/Hz/sq-km | d | Rel Coverage Area | d | Relative SnR in dB | UL SE (bps/Hz) | Cell SE Density bps/Hz/sq-km | d | Rel Coverage Area | d | Relative SnR in dB | UL SE (bps/Hz) | Cell SE Density bps/Hz/sq-km | d | Rel Coverage Area
25 | n/a | 5.7 | 0.33333 | #VALUE! | n/a | #VALUE! | n/a | 5.7 | 0.33333 | #VALUE! | n/a | #VALUE! | n/a | 5.7 | 0.33333 | #VALUE! | n/a | #VALUE!
24 | #VALUE! | #VALUE! | #VALUE! | #VALUE! | #VALUE! | #VALUE! | #VALUE! | #VALUE! | #VALUE! | #VALUE! | #VALUE! | #VALUE! | #VALUE! | #VALUE! | #VALUE! | #VALUE! | #VALUE! | #VALUE!
23 | #VALUE! | #VALUE! | #VALUE! | #VALUE! | #VALUE! | #VALUE! | #VALUE! | #VALUE! | #VALUE! | #VALUE! | #VALUE! | #VALUE! | #VALUE! | #VALUE! | #VALUE! | #VALUE! | #VALUE! | #VALUE!
22 | #VALUE! | #VALUE! | #VALUE! | #VALUE! | #VALUE! | #VALUE! | #VALUE! | #VALUE! | #VALUE! | #VALUE! | #VALUE! | #VALUE! | #VALUE! | #VALUE! | #VALUE! | #VALUE! | #VALUE! | #VALUE!
21 | #VALUE! | #VALUE! | #VALUE! | #VALUE! | #VALUE! | #VALUE! | #VALUE! | #VALUE! | #VALUE! | #VALUE! | #VALUE! | #VALUE! | #VALUE! | #VALUE! | #VALUE! | #VALUE! | #VALUE! | #VALUE!
20 | #VALUE! | #VALUE! | #VALUE! | #VALUE! | #VALUE! | #VALUE! | #VALUE! | #VALUE! | #VALUE! | #VALUE! | #VALUE! | #VALUE! | #VALUE! | #VALUE! | #VALUE! | #VALUE! | #VALUE! | #VALUE!
19 | #VALUE! | #VALUE! | #VALUE! | #VALUE! | #VALUE! | #VALUE! | #VALUE! | #VALUE! | #VALUE! | #VALUE! | #VALUE! | #VALUE! | #VALUE! | #VALUE! | #VALUE! | #VALUE! | #VALUE! | #VALUE!
18 | #VALUE! | #VALUE! | #VALUE! | #VALUE! | #VALUE! | #VALUE! | #VALUE! | #VALUE! | #VALUE! | #VALUE! | #VALUE! | #VALUE! | #VALUE! | #VALUE! | #VALUE! | #VALUE! | #VALUE! | #VALUE!
17 | #VALUE! | #VALUE! | #VALUE! | #VALUE! | #VALUE! | #VALUE! | #VALUE! | #VALUE! | #VALUE! | #VALUE! | #VALUE! | #VALUE! | #VALUE! | #VALUE! | #VALUE! | #VALUE! | #VALUE! | #VALUE!
16 | #VALUE! | #VALUE! | #VALUE! | #VALUE! | #VALUE! | #VALUE! | #VALUE! | #VALUE! | #VALUE! | #VALUE! | #VALUE! | #VALUE! | #VALUE! | #VALUE! | #VALUE! | #VALUE! | #VALUE! | #VALUE!
15 | #VALUE! | #VALUE! | #VALUE! | #VALUE! | #VALUE! | #VALUE! | #VALUE! | #VALUE! | #VALUE! | #VALUE! | #VALUE! | #VALUE! | #VALUE! | #VALUE! | #VALUE! | #VALUE! | #VALUE! | #VALUE!
14 | #VALUE! | #VALUE! | #VALUE! | #VALUE! | #VALUE! | #VALUE! | #VALUE! | #VALUE! | #VALUE! | #VALUE! | #VALUE! | #VALUE! | #VALUE! | #VALUE! | #VALUE! | #VALUE! | #VALUE! | #VALUE!
13 | #VALUE! | #VALUE! | #VALUE! | #VALUE! | #VALUE! | #VALUE! | #VALUE! | #VALUE! | #VALUE! | #VALUE! | #VALUE! | #VALUE! | #VALUE! | #VALUE! | #VALUE! | #VALUE! | #VALUE! | #VALUE!
12 | #VALUE! | #VALUE! | #VALUE! | #VALUE! | #VALUE! | #VALUE! | #VALUE! | #VALUE! | #VALUE! | #VALUE! | #VALUE! | #VALUE! | #VALUE! | #VALUE! | #VALUE! | #VALUE! | #VALUE! | #VALUE!
11 | #VALUE! | #VALUE! | #VALUE! | #VALUE! | #VALUE! | #VALUE! | #VALUE! | #VALUE! | #VALUE! | #VALUE! | #VALUE! | #VALUE! | #VALUE! | #VALUE! | #VALUE! | #VALUE! | #VALUE! | #VALUE!
10 | #VALUE! | #VALUE! | #VALUE! | #VALUE! | #VALUE! | #VALUE! | #VALUE! | #VALUE! | #VALUE! | #VALUE! | #VALUE! | #VALUE! | #VALUE! | #VALUE! | #VALUE! | #VALUE! | #VALUE! | #VALUE!
9 | #VALUE! | #VALUE! | #VALUE! | #VALUE! | #VALUE! | #VALUE! | #VALUE! | #VALUE! | #VALUE! | #VALUE! | #VALUE! | #VALUE! | #VALUE! | #VALUE! | #VALUE! | #VALUE! | #VALUE! | #VALUE!
8 | #VALUE! | #VALUE! | #VALUE! | #VALUE! | #VALUE! | #VALUE! | #VALUE! | #VALUE! | #VALUE! | #VALUE! | #VALUE! | #VALUE! | #VALUE! | #VALUE! | #VALUE! | #VALUE! | #VALUE! | #VALUE!
7 | #VALUE! | #VALUE! | #VALUE! | #VALUE! | #VALUE! | #VALUE! | #VALUE! | #VALUE! | #VALUE! | #VALUE! | #VALUE! | #VALUE! | #VALUE! | #VALUE! | #VALUE! | #VALUE! | #VALUE! | #VALUE!
6 | #VALUE! | #VALUE! | #VALUE! | #VALUE! | #VALUE! | #VALUE! | #VALUE! | #VALUE! | #VALUE! | #VALUE! | #VALUE! | #VALUE! | #VALUE! | #VALUE! | #VALUE! | #VALUE! | #VALUE! | #VALUE!
5 | #VALUE! | #VALUE! | #VALUE! | #VALUE! | #VALUE! | #VALUE! | #VALUE! | #VALUE! | #VALUE! | #VALUE! | #VALUE! | #VALUE! | #VALUE! | #VALUE! | #VALUE! | #VALUE! | #VALUE! | #VALUE!
4 | #VALUE! | #VALUE! | #VALUE! | #VALUE! | #VALUE! | #VALUE! | #VALUE! | #VALUE! | #VALUE! | #VALUE! | #VALUE! | #VALUE! | #VALUE! | #VALUE! | #VALUE! | #VALUE! | #VALUE! | #VALUE!
3 | #VALUE! | #VALUE! | #VALUE! | #VALUE! | #VALUE! | #VALUE! | #VALUE! | #VALUE! | #VALUE! | #VALUE! | #VALUE! | #VALUE! | #VALUE! | #VALUE! | #VALUE! | #VALUE! | #VALUE! | #VALUE!
2 | #VALUE! | #VALUE! | #VALUE! | #VALUE! | #VALUE! | #VALUE! | #VALUE! | #VALUE! | #VALUE! | #VALUE! | #VALUE! | #VALUE! | #VALUE! | #VALUE! | #VALUE! | #VALUE! | #VALUE! | #VALUE!
1 | #VALUE! | #VALUE! | #VALUE! | #VALUE! | #VALUE! | #VALUE! | #VALUE! | #VALUE! | #VALUE! | #VALUE! | #VALUE! | #VALUE! | #VALUE! | #VALUE! | #VALUE! | #VALUE! | #VALUE! | #VALUE!
0 | 0.05 | #VALUE! | #VALUE! |  | 0.05 | #VALUE! | 0.05 | #VALUE! | #VALUE! |  | 0.05 | #VALUE! | 0.05 | #VALUE! | #VALUE! |  | 0.05 | #VALUE!
COST231-Hata | Large City Urban | 35.2249 | dB/Decade |  |  |  | Suburban | 35.2249 | dB/Decade
| d | Relative SnR in dB | UL SE (bps/Hz) | Cell SE Density bps/Hz/sq-km | d | Rel Coverage Area | d | Relative SnR in dB | UL SE (bps/Hz) | Cell SE Density bps/Hz/sq-km | d | Rel Coverage Area
25 | 1.0833 | 5.7 | 0.33333 | 0.55106 | 1.0833 | 100% | 1.1198 | 5.7 | 0.33333 | 0.5157 | 1.1198 | 100%
24 | 1.0614 | 6.0116 | 0.33333 | 0.59314 | 1.0614 | 96.01% | 1.0972 | 6.0116 | 0.33333 | 0.55508 | 1.0972 | 96.01%
23 | 1.0391 | 6.3364 | 0.33333 | 0.64061 | 1.0391 | 92.02% | 1.0741 | 6.3365 | 0.33333 | 0.59951 | 1.0741 | 92.02%
22 | 1.0163 | 6.6756 | 0.33333 | 0.69445 | 1.0163 | 88.03% | 1.0506 | 6.6757 | 0.33333 | 0.6499 | 1.0506 | 88.02%
21 | 0.99302 | 7.0305 | 0.33333 | 0.75588 | 0.99302 | 84.03% | 1.0265 | 7.0307 | 0.33333 | 0.7074 | 1.0265 | 84.03%
20 | 0.96915 | 7.4027 | 0.33333 | 0.82642 | 0.96915 | 80.04% | 1.0018 | 7.403 | 0.33333 | 0.77342 | 1.0018 | 80.04%
19 | 0.94468 | 7.794 | 0.5 | 0.90801 | 0.94468 | 76.05% | 0.9765 | 7.7943 | 0.5 | 0.84978 | 0.9765 | 76.05%
18 | 0.91955 | 8.2064 | 0.5 | 0.9989 | 0.91955 | 72.06% | 0.95053 | 8.2068 | 0.5 | 0.93486 | 0.95053 | 72.06%
17 | 0.89372 | 8.6423 | 0.5 | 1.1055 | 0.89372 | 68.07% | 0.92382 | 8.6428 | 0.5 | 1.0346 | 0.92382 | 68.06%
16 | 0.86712 | 9.1045 | 0.5 | 1.2318 | 0.86712 | 64.08% | 0.89632 | 9.1051 | 0.5 | 1.1528 | 0.89632 | 64.07%
15 | 0.83968 | 9.5964 | 0.5 | 1.383 | 0.83968 | 60.09% | 0.86795 | 9.5971 | 0.5 | 1.2944 | 0.86795 | 60.08%
14 | 0.81131 | 10.1222 | 0.5 | 1.5663 | 0.81131 | 56.09% | 0.83862 | 10.123 | 0.5 | 1.466 | 0.83862 | 56.09%
13 | 0.78191 | 10.6868 | 1 | 1.7918 | 0.78191 | 52.1% | 0.80822 | 10.6878 | 1 | 1.677 | 0.80822 | 52.1%
12 | 0.75137 | 11.2965 | 1 | 2.0453 | 0.75137 | 48.11% | 0.77664 | 11.2976 | 1 | 1.9144 | 0.77664 | 48.1%
11 | 0.71952 | 11.959 | 1 | 2.3656 | 0.71952 | 44.12% | 0.74371 | 11.9603 | 1 | 2.2142 | 0.74371 | 44.11%
10 | 0.6862 | 12.6843 | 1 | 2.7792 | 0.6862 | 40.13% | 0.70926 | 12.6858 | 1 | 2.6014 | 0.70926 | 40.12%
9 | 0.65118 | 13.4857 | 1 | 3.3282 | 0.65118 | 36.14% | 0.67305 | 13.4875 | 1 | 3.1155 | 0.67305 | 36.13%
8 | 0.61417 | 14.381 | 2 | 4.0817 | 0.61417 | 32.14% | 0.63478 | 14.3832 | 2 | 3.8209 | 0.63478 | 32.14%
7 | 0.57477 | 15.3951 | 2 | 4.9932 | 0.57477 | 28.15% | 0.59404 | 15.3978 | 2 | 4.6745 | 0.59404 | 28.14%
6 | 0.53247 | 16.5646 | 2 | 6.3352 | 0.53247 | 24.16% | 0.5503 | 16.5678 | 2 | 5.9313 | 0.5503 | 24.15%
5 | 0.48651 | 17.9457 | 3 | 8.4562 | 0.48651 | 20.17% | 0.50277 | 17.9498 | 3 | 7.9179 | 0.50277 | 20.16%
4 | 0.43572 | 19.6323 | 4 | 11.6575 | 0.43572 | 16.18% | 0.45025 | 19.6377 | 4 | 10.9173 | 0.45025 | 16.17%
3 | 0.37817 | 21.7993 | 4 | 17.0454 | 0.37817 | 12.19% | 0.39073 | 21.8068 | 4 | 15.9675 | 0.39073 | 12.18%
2 | 0.31012 | 24.8341 | 6 | 30.0156 | 0.31012 | 8.196% | 0.32033 | 24.8458 | 6 | 28.1329 | 0.32033 | 8.183%
1 | 0.22212 | 29.9397 | 9 | 70.2123 | 0.22212 | 4.205% | 0.22925 | 29.9636 | 9 | 65.9132 | 0.22925 | 4.191%
0 | 0.05 | 52.752 | 10 |  | 0.05 | 0.213% | 0.05 | 53.2592 | 10 |  | 0.05 | 0.1994%
WINNER II | Large City Urban | 35.2249 | dB/Decade |  |  |  | Suburban | 35.2249 | dB/Decade |  |  |  | Rural Open | 25.0091 | dB/Decade
| d | Relative SnR in dB | UL SE (bps/Hz) | Cell SE Density bps/Hz/sq-km | d | Rel Coverage Area | d | Relative SnR in dB | UL SE (bps/Hz) | Cell SE Density bps/Hz/sq-km | d | Rel Coverage Area | d | Relative SnR in dB | UL SE (bps/Hz) | Cell SE Density bps/Hz/sq-km | d | Rel Coverage Area
25 | 1.0941 | 5.7 | 0.33333 | 0.54021 | 1.0941 | 100% | 1.0969 | 5.7 | 0.33333 | 0.53739 | 1.0969 | 100% | 4.3502 | 5.7 | 0.33333 | 0.022915 | 4.3502 | 100%
24 | 1.072 | 6.0116 | 0.33333 | 0.58146 | 1.072 | 96.01% | 1.0748 | 6.0116 | 0.33333 | 0.57843 | 1.0748 | 96.01% | 4.2624 | 5.9217 | 0.33333 | 0.02457 | 4.2624 | 96%
23 | 1.0495 | 6.3364 | 0.33333 | 0.628 | 1.0495 | 92.02% | 1.0522 | 6.3364 | 0.33333 | 0.62472 | 1.0522 | 92.02% | 4.1726 | 6.1528 | 0.33333 | 0.026432 | 4.1726 | 92%
22 | 1.0265 | 6.6756 | 0.33333 | 0.68078 | 1.0265 | 88.03% | 1.0292 | 6.6756 | 0.33333 | 0.67723 | 1.0292 | 88.02% | 4.0809 | 6.3942 | 0.33333 | 0.02854 | 4.0809 | 88%
21 | 1.0029 | 7.0306 | 0.33333 | 0.741 | 1.0029 | 84.03% | 1.0056 | 7.0306 | 0.33333 | 0.73714 | 1.0056 | 84.03% | 3.9871 | 6.6469 | 0.33333 | 0.030938 | 3.9871 | 84%
20 | 0.97883 | 7.4028 | 0.33333 | 0.81016 | 0.97883 | 80.04% | 0.98139 | 7.4028 | 0.33333 | 0.80593 | 0.98139 | 80.04% | 3.891 | 6.9118 | 0.33333 | 0.033686 | 3.891 | 80%
19 | 0.95411 | 7.7941 | 0.5 | 0.89014 | 0.95411 | 76.05% | 0.95661 | 7.7941 | 0.5 | 0.8855 | 0.95661 | 76.05% | 3.7925 | 7.1904 | 0.33333 | 0.036855 | 3.7925 | 76%
18 | 0.92873 | 8.2065 | 0.5 | 0.97925 | 0.92873 | 72.06% | 0.93116 | 8.2065 | 0.5 | 0.97414 | 0.93116 | 72.06% | 3.6913 | 7.484 | 0.33333 | 0.040541 | 3.6913 | 72%
17 | 0.90264 | 8.6424 | 0.5 | 1.0838 | 0.90264 | 68.07% | 0.905 | 8.6424 | 0.5 | 1.0781 | 0.905 | 68.07% | 3.5873 | 7.7944 | 0.5 | 0.044864 | 3.5873 | 68%
16 | 0.87578 | 9.1047 | 0.5 | 1.2075 | 0.87578 | 64.08% | 0.87807 | 9.1047 | 0.5 | 1.2013 | 0.87807 | 64.07% | 3.4802 | 8.1236 | 0.5 | 0.049655 | 3.4802 | 64%
15 | 0.84806 | 9.5967 | 0.5 | 1.3558 | 0.84806 | 60.08% | 0.85028 | 9.5967 | 0.5 | 1.3487 | 0.85028 | 60.08% | 3.3697 | 8.4741 | 0.5 | 0.055366 | 3.3697 | 60%
14 | 0.8194 | 10.1225 | 0.5 | 1.5355 | 0.8194 | 56.09% | 0.82155 | 10.1225 | 0.5 | 1.5275 | 0.82155 | 56.09% | 3.2554 | 8.8488 | 0.5 | 0.062261 | 3.2554 | 56%
13 | 0.78971 | 10.6871 | 1 | 1.7566 | 0.78971 | 52.1% | 0.79177 | 10.6872 | 1 | 1.7474 | 0.79177 | 52.1% | 3.137 | 9.2513 | 0.5 | 0.070703 | 3.137 | 52%
12 | 0.75886 | 11.2968 | 1 | 2.0052 | 0.75886 | 48.11% | 0.76084 | 11.2969 | 1 | 1.9947 | 0.76084 | 48.11% | 3.0139 | 9.6859 | 0.5 | 0.081213 | 3.0139 | 48%
11 | 0.72669 | 11.9594 | 1 | 2.3191 | 0.72669 | 44.12% | 0.72859 | 11.9595 | 1 | 2.3071 | 0.72859 | 44.12% | 2.8856 | 10.1585 | 0.5 | 0.094549 | 2.8856 | 44%
10 | 0.69304 | 12.6848 | 1 | 2.7247 | 0.69304 | 40.13% | 0.69485 | 12.6849 | 1 | 2.7105 | 0.69485 | 40.12% | 2.7513 | 10.6761 | 1 | 0.11186 | 2.7513 | 40%
9 | 0.65766 | 13.4862 | 1 | 3.263 | 0.65766 | 36.13% | 0.65938 | 13.4864 | 1 | 3.246 | 0.65938 | 36.13% | 2.6101 | 11.2482 | 1 | 0.13182 | 2.6101 | 36%
8 | 0.62028 | 14.3816 | 2 | 4.0017 | 0.62028 | 32.14% | 0.62189 | 14.3818 | 2 | 3.9809 | 0.62189 | 32.14% | 2.4609 | 11.8879 | 1 | 0.15889 | 2.4609 | 32%
7 | 0.58048 | 15.3959 | 2 | 4.8954 | 0.58048 | 28.15% | 0.582 | 15.3961 | 2 | 4.87 | 0.582 | 28.15% | 2.3019 | 12.613 | 1 | 0.19716 | 2.3019 | 28%
6 | 0.53776 | 16.5656 | 2 | 6.2113 | 0.53776 | 24.16% | 0.53915 | 16.5658 | 2 | 6.1792 | 0.53915 | 24.16% | 2.1312 | 13.4502 | 1 | 0.25423 | 2.1312 | 24%
5 | 0.49133 | 17.9469 | 3 | 8.2911 | 0.49133 | 20.17% | 0.4926 | 17.9473 | 3 | 8.2482 | 0.4926 | 20.17% | 1.9455 | 14.4403 | 2 | 0.34576 | 1.9455 | 20%
4 | 0.44002 | 19.634 | 4 | 11.4305 | 0.44002 | 16.18% | 0.44116 | 19.6344 | 4 | 11.3715 | 0.44116 | 16.17% | 1.7401 | 15.6521 | 2 | 0.47668 | 1.7401 | 16%
3 | 0.38189 | 21.8016 | 4 | 16.7148 | 0.38189 | 12.18% | 0.38288 | 21.8022 | 4 | 16.629 | 0.38288 | 12.18% | 1.507 | 17.2144 | 3 | 0.73445 | 1.507 | 12%
2 | 0.31315 | 24.8377 | 6 | 29.4385 | 0.31315 | 8.192% | 0.31395 | 24.8386 | 6 | 29.2886 | 0.31395 | 8.191% | 1.2304 | 19.4164 | 4 | 1.2712 | 1.2304 | 8%
1 | 0.22423 | 29.947 | 9 | 68.896 | 0.22423 | 4.201% | 0.22479 | 29.9489 | 9 | 68.5537 | 0.22479 | 4.199% | 0.87005 | 23.1806 | 6 | 3.0508 | 0.87005 | 4%
0 | 0.05 | 52.904 | 10 |  | 0.05 | 0.2089% | 0.05 | 52.944 | 10 |  | 0.05 | 0.2078% | 0.05 | 54.2063 | 10 |  | 0.05 | 0.01321%
ITU-R M.2135-1 | Large City Urban | 38.8409 | dB/Decade |  |  |  | Small City Urban | 38.8409 | dB/Decade |  |  |  | Suburban | 38.8409 | dB/Decade |  |  |  | Rural | 38.8409 | dB/Decade
| d | Relative SnR in dB | UL SE (bps/Hz) | Cell SE Density bps/Hz/sq-km | d | Rel Coverage Area | d | Relative SnR in dB | UL SE (bps/Hz) | Cell SE Density bps/Hz/sq-km | d | Rel Coverage Area | d | Relative SnR in dB | UL SE (bps/Hz) | Cell SE Density bps/Hz/sq-km | d | Rel Coverage Area | d | Relative SnR in dB | UL SE (bps/Hz) | Cell SE Density bps/Hz/sq-km | d | Rel Coverage Area
25 | 1.2412 | 5.7 | 0.33333 | 0.48636 | 1.2412 | 100% | 1.607 | 5.7 | 0.33333 | 0.29014 | 1.607 | 100% | 1.7173 | 5.7 | 0.33333 | 0.25407 | 1.7173 | 100% | 1.6293 | 5.7 | 0.33333 | 0.28225 | 1.6293 | 100%
24 | 1.2162 | 6.0437 | 0.33333 | 0.52408 | 1.2162 | 96.01% | 1.5746 | 6.044 | 0.33333 | 0.31265 | 1.5746 | 96% | 1.6826 | 6.0443 | 0.33333 | 0.2738 | 1.6826 | 96% | 1.5964 | 6.0443 | 0.33333 | 0.30417 | 1.5964 | 96%
23 | 1.1906 | 6.4021 | 0.33333 | 0.56667 | 1.1906 | 92.01% | 1.5414 | 6.4025 | 0.33333 | 0.33807 | 1.5414 | 92.01% | 1.6471 | 6.4033 | 0.33333 | 0.29607 | 1.6471 | 92% | 1.5628 | 6.4033 | 0.33333 | 0.32891 | 1.5628 | 92%
22 | 1.1645 | 6.7763 | 0.33333 | 0.61501 | 1.1645 | 88.02% | 1.5076 | 6.7771 | 0.33333 | 0.36692 | 1.5076 | 88.01% | 1.6109 | 6.7782 | 0.33333 | 0.32135 | 1.6109 | 88% | 1.5284 | 6.7782 | 0.33333 | 0.35699 | 1.5284 | 88%
21 | 1.1378 | 7.1679 | 0.33333 | 0.67019 | 1.1378 | 84.03% | 1.473 | 7.169 | 0.33333 | 0.39986 | 1.473 | 84.02% | 1.5739 | 7.1705 | 0.33333 | 0.35022 | 1.5739 | 84% | 1.4933 | 7.1705 | 0.33333 | 0.38906 | 1.4933 | 84%
20 | 1.1104 | 7.5786 | 0.5 | 0.73361 | 1.1104 | 80.03% | 1.4375 | 7.58 | 0.5 | 0.43771 | 1.4375 | 80.02% | 1.536 | 7.582 | 0.5 | 0.3834 | 1.536 | 80% | 1.4573 | 7.582 | 0.5 | 0.42592 | 1.4573 | 80%
19 | 1.0823 | 8.0103 | 0.5 | 0.80414 | 1.0823 | 76.04% | 1.4012 | 8.0121 | 0.5 | 0.47981 | 1.4012 | 76.02% | 1.4971 | 8.0147 | 0.5 | 0.4203 | 1.4971 | 76% | 1.4204 | 8.0147 | 0.5 | 0.46691 | 1.4204 | 76%
18 | 1.0535 | 8.4653 | 0.5 | 0.88623 | 1.0535 | 72.05% | 1.3638 | 8.4675 | 0.5 | 0.52882 | 1.3638 | 72.03% | 1.4572 | 8.4707 | 0.5 | 0.46326 | 1.4572 | 72% | 1.3825 | 8.4707 | 0.5 | 0.51464 | 1.3825 | 72%
17 | 1.0239 | 8.9463 | 0.5 | 0.98263 | 1.0239 | 68.05% | 1.3255 | 8.9489 | 0.5 | 0.58637 | 1.3255 | 68.03% | 1.4161 | 8.9528 | 0.5 | 0.51372 | 1.4161 | 68% | 1.3436 | 8.9528 | 0.5 | 0.57069 | 1.3436 | 68%
16 | 0.99341 | 9.4564 | 0.5 | 1.0969 | 0.99341 | 64.06% | 1.286 | 9.4595 | 0.5 | 0.65462 | 1.286 | 64.03% | 1.3738 | 9.4641 | 0.5 | 0.57357 | 1.3738 | 64% | 1.3034 | 9.4641 | 0.5 | 0.63718 | 1.3034 | 64%
15 | 0.96195 | 9.9993 | 0.5 | 1.234 | 0.96195 | 60.06% | 1.2452 | 10.003 | 0.5 | 0.73647 | 1.2452 | 60.04% | 1.3302 | 10.0084 | 0.5 | 0.64534 | 1.3302 | 60% | 1.262 | 10.0084 | 0.5 | 0.71691 | 1.262 | 60%
14 | 0.92942 | 10.5796 | 1 | 1.4004 | 0.92942 | 56.07% | 1.203 | 10.5839 | 1 | 0.83584 | 1.203 | 56.04% | 1.2851 | 10.5903 | 1 | 0.7325 | 1.2851 | 56% | 1.2193 | 10.5903 | 1 | 0.81374 | 1.2193 | 56%
13 | 0.89571 | 11.2027 | 1 | 1.5869 | 0.89571 | 52.08% | 1.1593 | 11.2078 | 1 | 0.94722 | 1.1593 | 52.05% | 1.2383 | 11.2153 | 1 | 0.83022 | 1.2383 | 52% | 1.1749 | 11.2153 | 1 | 0.92229 | 1.1749 | 52%
12 | 0.86068 | 11.8756 | 1 | 1.8186 | 0.86068 | 48.08% | 1.1139 | 11.8816 | 1 | 1.0856 | 1.1139 | 48.05% | 1.1898 | 11.8904 | 1 | 0.95169 | 1.1898 | 48% | 1.1288 | 11.8904 | 1 | 1.0572 | 1.1288 | 48%
11 | 0.82417 | 12.6069 | 1 | 2.1121 | 0.82417 | 44.09% | 1.0666 | 12.6139 | 1 | 1.261 | 1.0666 | 44.05% | 1.1391 | 12.6243 | 1 | 1.1056 | 1.1391 | 44% | 1.0808 | 12.6243 | 1 | 1.2282 | 1.0808 | 44%
10 | 0.78596 | 13.4077 | 1 | 2.4924 | 0.78596 | 40.1% | 1.0171 | 13.4159 | 1 | 1.4883 | 1.0171 | 40.06% | 1.0861 | 13.4282 | 1 | 1.3052 | 1.0861 | 40% | 1.0305 | 13.4282 | 1 | 1.4499 | 1.0305 | 40%
9 | 0.74579 | 14.2925 | 2 | 2.9987 | 0.74579 | 36.1% | 0.96503 | 14.3023 | 2 | 1.791 | 0.96503 | 36.06% | 1.0304 | 14.3168 | 2 | 1.571 | 1.0304 | 36% | 0.97758 | 14.3168 | 2 | 1.7453 | 0.97758 | 36%
8 | 0.70334 | 15.2812 | 2 | 3.5986 | 0.70334 | 32.11% | 0.90999 | 15.2929 | 2 | 2.1497 | 0.90999 | 32.07% | 0.97144 | 15.3102 | 2 | 1.8864 | 0.97144 | 32% | 0.92167 | 15.3102 | 2 | 2.0956 | 0.92167 | 32%
7 | 0.65815 | 16.4013 | 2 | 4.4429 | 0.65815 | 28.12% | 0.8514 | 16.4155 | 2 | 2.6549 | 0.8514 | 28.07% | 0.90869 | 16.4364 | 2 | 2.3307 | 0.90869 | 28% | 0.86214 | 16.4364 | 2 | 2.5892 | 0.86214 | 28%
6 | 0.60962 | 17.6934 | 3 | 5.6963 | 0.60962 | 24.12% | 0.78847 | 17.7108 | 3 | 3.4052 | 0.78847 | 24.07% | 0.84129 | 17.7366 | 3 | 2.991 | 0.84129 | 24% | 0.79819 | 17.7366 | 3 | 3.3228 | 0.79819 | 24%
5 | 0.55688 | 19.2198 | 4 | 7.4469 | 0.55688 | 20.13% | 0.72006 | 19.2417 | 4 | 4.4541 | 0.72006 | 20.08% | 0.76799 | 19.2743 | 4 | 3.9155 | 0.76799 | 20% | 0.72864 | 19.2743 | 4 | 4.3498 | 0.72864 | 20%
4 | 0.49859 | 21.0848 | 4 | 10.0641 | 0.49859 | 16.14% | 0.64443 | 21.1136 | 4 | 6.0243 | 0.64443 | 16.08% | 0.68691 | 21.1564 | 4 | 5.3023 | 0.68691 | 16% | 0.65172 | 21.1564 | 4 | 5.8903 | 0.65172 | 16%
3 | 0.43251 | 23.4829 | 6 | 15.0886 | 0.43251 | 12.14% | 0.55865 | 23.5231 | 6 | 9.0441 | 0.55865 | 12.09% | 0.59488 | 23.5827 | 6 | 7.9761 | 0.59488 | 12% | 0.56441 | 23.5827 | 6 | 8.8607 | 0.56441 | 12%
2 | 0.35432 | 26.8466 | 6 | 24.5265 | 0.35432 | 8.149% | 0.45705 | 26.9091 | 6 | 14.7403 | 0.45705 | 8.089% | 0.48572 | 27.0025 | 6 | 13.0518 | 0.48572 | 8% | 0.46084 | 27.0025 | 6 | 14.4993 | 0.46084 | 8%
1 | 0.25303 | 32.5264 | 10 | 60.1192 | 0.25303 | 4.156% | 0.32511 | 32.6549 | 10 | 36.4151 | 0.32511 | 4.093% | 0.34345 | 32.8486 | 10 | 32.6295 | 0.34345 | 4% | 0.32586 | 32.8486 | 10 | 36.2482 | 0.32586 | 4%
0 | 0.05 | 59.8781 | 10 |  | 0.05 | 0.1623% | 0.05 | 64.2351 | 10 |  | 0.05 | 0.09681% | 0.05 | 65.3546 | 10 |  | 0.05 | 0.08477% | 0.05 | 64.4675 | 10 |  | 0.05 | 0.09418%
ITU-R M.2135-1 Urban Micro-Cell | Urban Micr-Cell | n/a | dB/Decade
| d | Relative SnR in dB | UL SE (bps/Hz) | Cell SE Density bps/Hz/sq-km | d | Rel Coverage Area
25 | n/a | 5.7 | 0.33333 | #VALUE! | n/a | #VALUE!
24 | #VALUE! | #VALUE! | #VALUE! | #VALUE! | #VALUE! | #VALUE!
23 | #VALUE! | #VALUE! | #VALUE! | #VALUE! | #VALUE! | #VALUE!
22 | #VALUE! | #VALUE! | #VALUE! | #VALUE! | #VALUE! | #VALUE!
21 | #VALUE! | #VALUE! | #VALUE! | #VALUE! | #VALUE! | #VALUE!
20 | #VALUE! | #VALUE! | #VALUE! | #VALUE! | #VALUE! | #VALUE!
19 | #VALUE! | #VALUE! | #VALUE! | #VALUE! | #VALUE! | #VALUE!
18 | #VALUE! | #VALUE! | #VALUE! | #VALUE! | #VALUE! | #VALUE!
17 | #VALUE! | #VALUE! | #VALUE! | #VALUE! | #VALUE! | #VALUE!
16 | #VALUE! | #VALUE! | #VALUE! | #VALUE! | #VALUE! | #VALUE!
15 | #VALUE! | #VALUE! | #VALUE! | #VALUE! | #VALUE! | #VALUE!
14 | #VALUE! | #VALUE! | #VALUE! | #VALUE! | #VALUE! | #VALUE!
13 | #VALUE! | #VALUE! | #VALUE! | #VALUE! | #VALUE! | #VALUE!
12 | #VALUE! | #VALUE! | #VALUE! | #VALUE! | #VALUE! | #VALUE!
11 | #VALUE! | #VALUE! | #VALUE! | #VALUE! | #VALUE! | #VALUE!
10 | #VALUE! | #VALUE! | #VALUE! | #VALUE! | #VALUE! | #VALUE!
9 | #VALUE! | #VALUE! | #VALUE! | #VALUE! | #VALUE! | #VALUE!
8 | #VALUE! | #VALUE! | #VALUE! | #VALUE! | #VALUE! | #VALUE!
7 | #VALUE! | #VALUE! | #VALUE! | #VALUE! | #VALUE! | #VALUE!
6 | #VALUE! | #VALUE! | #VALUE! | #VALUE! | #VALUE! | #VALUE!
5 | #VALUE! | #VALUE! | #VALUE! | #VALUE! | #VALUE! | #VALUE!
4 | #VALUE! | #VALUE! | #VALUE! | #VALUE! | #VALUE! | #VALUE!
3 | #VALUE! | #VALUE! | #VALUE! | #VALUE! | #VALUE! | #VALUE!
2 | #VALUE! | #VALUE! | #VALUE! | #VALUE! | #VALUE! | #VALUE!
1 | #VALUE! | #VALUE! | #VALUE! | #VALUE! | #VALUE! | #VALUE!
0 | 0.05 | #VALUE! | #VALUE! |  | 0.05 | #VALUE!
All of these values, except BS-to-BS spacing, transfer from Worksheet 1, 1a, or 2
Uplink channel or sector spectral efficiency at maximum range
Uplink cell spectral efficiency for a specific cell spacing. Assumes 3-sector cell site & takes account reuse factor

## 4-Latency Analysis
4-Analysis to Assess Latency Requirements
Denotes values transferred from | Sheet A | Sheet C |  | Confidence = binomdist(# of Slots,# of Devices,Prob,Cum)
Limiting Channel Direction is | UL
Path :Loss Model | Erceg-SUI-Modified |  | Hata-Okumura |  | Cost231-Hata |  | WINNER II |  | ITU-R M.2135-14
Avgerage Channel Goodput in bps (from Sheet C) = |  | bps |  | bps | 5900071.7567 | bps | 6017250.7392 | bps | 7725602.9155 | bps
Network Link Latency Required in sec (From Sheet A) = L = | 0.8 | sec | 0.8 | sec | 0.8 | sec | 0.8 | sec | 0.8 | sec
Packet Size (bytes) (From Sheet A) = | 250 | Bytes | 250 | Bytes | 250 | Bytes | 250 | Bytes | 250 | Bytes
Avg Packet Size/DataRate = Avg Time per pkt = TPKT = | #VALUE! | Sec | #VALUE! | Sec | 0.00033898 | Sec | 0.00033238 | Sec | 0.00025888 | Sec
Probability Message Falls within Latency Window = L/TMSG = | 6.667% |  | 6.667% |  | 6.667% |  | 6.667% |  | 6.667%
Latency/Packet Time = L/PT = # of Slots = | #VALUE! |  | #VALUE! |  | 2360 |  | 2406 |  | 3090
Confidence Level (from Sheet A) = | 99.95% |  | 99.95% |  | 99.95% |  | 99.95% |  | 99.95%
# of Actors or Terminals Supported = | #N/A |  | #N/A |  | 32922 |  | 33564 |  | 43106
| Confidence | # of Devices | Confidence | # of Devices | Confidence | # of Devices | Confidence | # of Devices | Confidence | # of Devices
| #VALUE! | #VALUE! | #VALUE! | #VALUE! | 50.55% | 35400 | 50.54% | 36090 | 50.48% | 46350
| #VALUE! | #VALUE! | #VALUE! | #VALUE! | 88.43% | 34574 | 88.67% | 35247.9 | 91.41% | 45268.5
| #VALUE! | #VALUE! | #VALUE! | #VALUE! | 99.18% | 33748 | 99.23% | 34405.8 | 99.69% | 44187
| #VALUE! | #VALUE! | #VALUE! | #VALUE! | 99.99% | 32922 | 99.99% | 33563.7 | 100% | 43105.5
| #VALUE! | #VALUE! | #VALUE! | #VALUE! | 100% | 32096 | 100% | 32721.6 | 100% | 42024
| #VALUE! | #VALUE! | #VALUE! | #VALUE! | 100% | 31270 | 100% | 31879.5 | 100% | 40942.5
| #VALUE! | #VALUE! | #VALUE! | #VALUE! | 100% | 30444 | 100% | 31037.4 | 100% | 39861
| #VALUE! | #VALUE! | #VALUE! | #VALUE! | 100% | 29618 | 100% | 30195.3 | 100% | 38779.5
| #VALUE! | #VALUE! | #VALUE! | #VALUE! | 100% | 28792 | 100% | 29353.2 | 100% | 37698
| #VALUE! | #VALUE! | #VALUE! | #VALUE! | 100% | 27966 | 100% | 28511.1 | 100% | 36616.5
| #VALUE! | #VALUE! | #VALUE! | #VALUE! | 100% | 27140 | 100% | 27669 | 100% | 35535
| #VALUE! | #VALUE! | #VALUE! | #VALUE! | 100% | 26314 | 100% | 26826.9 | 100% | 34453.5
| #VALUE! | #VALUE! | #VALUE! | #VALUE! | 100% | 25488 | 100% | 25984.8 | 100% | 33372
| #VALUE! | #VALUE! | #VALUE! | #VALUE! | 100% | 24662 | 100% | 25142.7 | 100% | 32290.5
| #VALUE! | #VALUE! | #VALUE! | #VALUE! | 100% | 23836 | 100% | 24300.6 | 100% | 31209
| #VALUE! | #VALUE! | #VALUE! | #VALUE! | 100% | 23010 | 100% | 23458.5 | 100% | 30127.5
| #VALUE! | #VALUE! | #VALUE! | #VALUE! | 100% | 22184 | 100% | 22616.4 | 100% | 29046
| #VALUE! | #VALUE! | #VALUE! | #VALUE! | 100% | 21358 | 100% | 21774.3 | 100% | 27964.5
| #VALUE! | #VALUE! | #VALUE! | #VALUE! | 100% | 20532 | 100% | 20932.2 | 100% | 26883
| #VALUE! | #VALUE! | #VALUE! | #VALUE! | 100% | 19706 | 100% | 20090.1 | 100% | 25801.5
| #VALUE! | #VALUE! | #VALUE! | #VALUE! | 100% | 18880 | 100% | 19248 | 100% | 24720
| #VALUE! | #VALUE! | #VALUE! | #VALUE! | 100% | 18054 | 100% | 18405.9 | 100% | 23638.5
| #VALUE! | #VALUE! | #VALUE! | #VALUE! | 100% | 17228 | 100% | 17563.8 | 100% | 22557
| #VALUE! | #VALUE! | #VALUE! | #VALUE! | 100% | 16402 | 100% | 16721.7 | 100% | 21475.5
| #VALUE! | #VALUE! | #VALUE! | #VALUE! | 100% | 15576 | 100% | 15879.6 | 100% | 20394
| #VALUE! | #VALUE! | #VALUE! | #VALUE! | 100% | 14750 | 100% | 15037.5 | 100% | 19312.5
| #VALUE! | #VALUE! | #VALUE! | #VALUE! | 100% | 13924 | 100% | 14195.4 | 100% | 18231
| #VALUE! | #VALUE! | #VALUE! | #VALUE! | 100% | 13098 | 100% | 13353.3 | 100% | 17149.5
| #VALUE! | #VALUE! | #VALUE! | #VALUE! | 100% | 12272 | 100% | 12511.2 | 100% | 16068
| #VALUE! | #VALUE! | #VALUE! | #VALUE! | 100% | 11446 | 100% | 11669.1 | 100% | 14986.5
| #VALUE! | #VALUE! | #VALUE! | #VALUE! | 100% | 10620 | 100% | 10827 | 100% | 13905
| #VALUE! | #VALUE! | #VALUE! | #VALUE! | 100% | 9794 | 100% | 9984.9 | 100% | 12823.5
| #VALUE! | #VALUE! | #VALUE! | #VALUE! | 100% | 8968 | 100% | 9142.8 | 100% | 11742
| #VALUE! | #VALUE! | #VALUE! | #VALUE! | 100% | 8142 | 100% | 8300.7 | 100% | 10660.5
| #VALUE! | #VALUE! | #VALUE! | #VALUE! | 100% | 7316 | 100% | 7458.6 | 100% | 9579
| #VALUE! | #VALUE! | #VALUE! | #VALUE! | 100% | 6490 | 100% | 6616.5 | 100% | 8497.5
| #VALUE! | #VALUE! | #VALUE! | #VALUE! | 100% | 5664 | 100% | 5774.4 | 100% | 7416
| #VALUE! | #VALUE! | #VALUE! | #VALUE! | 100% | 4838 | 100% | 4932.3 | 100% | 6334.5
| #VALUE! | #VALUE! | #VALUE! | #VALUE! | 100% | 4012 | 100% | 4090.2 | 100% | 5253
| #VALUE! | #VALUE! | #VALUE! | #VALUE! | 100% | 3186 | 100% | 3248.1 | 100% | 4171.5
| #VALUE! | #VALUE! | #VALUE! | #VALUE! | 100% | 2360 | 100% | 2406 | 100% | 3090